## Eaton Otomasyon Fiyat Listesi
Otomasyon Cihazları Fiyat Listesi 1 Aralık 2022
| Ürün Referansı | SAP Ürün No. | Katalog No. | Ürün Tanımı | Indirim Grubu | Liste Fiyatı (EUR) | Kutu Adedi | Data Sheet
Yumuşak Yolvericiler
| DS7-340SX004N0-N | Y7-134847 | 134847 | Softstarter DS7, 24 V AC/DC, 4 A (2-faz Tristör Kontrollü) | Softstarter | 246.1 | 1 | https://datasheet.eaton.com/datasheet.php?model=134847&locale=en_GB
| DS7-340SX007N0-N | Y7-134849 | 134849 | Softstarter DS7, 24 V AC/DC, 7 A (2-faz Tristör Kontrollü) | Softstarter | 267.8 | 1 | https://datasheet.eaton.com/datasheet.php?model=134849&locale=en_GB
| DS7-340SX009N0-N | Y7-134910 | 134910 | Softstarter DS7, 24 V AC/DC, 9 A (2-faz Tristör Kontrollü) | Softstarter | 273.6 | 1 | https://datasheet.eaton.com/datasheet.php?model=134910&locale=en_GB
| DS7-340SX012N0-N | Y7-134911 | 134911 | Softstarter DS7, 24 V AC/DC, 12 A (2-faz Tristör Kontrollü) | Softstarter | 290.7 | 1 | https://datasheet.eaton.com/datasheet.php?model=134911&locale=en_GB
| DS7-340SX016N0-N | Y7-134912 | 134912 | Softstarter DS7, 24 V AC/DC, 16 A (2-faz Tristör Kontrollü) | Softstarter | 322.8 | 1 | https://datasheet.eaton.com/datasheet.php?model=134912&locale=en_GB
| DS7-340SX024N0-N | Y7-134913 | 134913 | Softstarter DS7, 24 V AC/DC, 24 A (2-faz Tristör Kontrollü) | Softstarter | 348 | 1 | https://datasheet.eaton.com/datasheet.php?model=134913&locale=en_GB
| DS7-340SX032N0-N | Y7-134914 | 134914 | Softstarter DS7, 24 V AC/DC, 32 A (2-faz Tristör Kontrollü) | Softstarter | 398.4 | 1 | https://datasheet.eaton.com/datasheet.php?model=134914&locale=en_GB
| DS7-340SX041N0-N | Y7-134916 | 134916 | Softstarter DS7, 24 V AC/DC, 41 A (2-faz Tristör Kontrollü) | Softstarter | 647 | 1 | https://datasheet.eaton.com/datasheet.php?model=134916&locale=en_GB
| DS7-340SX055N0-N | Y7-134917 | 134917 | Softstarter DS7, 24 V AC/DC, 55 A (2-faz Tristör Kontrollü) | Softstarter | 669 | 1 | https://datasheet.eaton.com/datasheet.php?model=134917&locale=en_GB
| DS7-340SX070N0-N | Y7-134918 | 134918 | Softstarter DS7, 24 V AC/DC, 70 A (2-faz Tristör Kontrollü) | Softstarter | 814 | 1 | https://datasheet.eaton.com/datasheet.php?model=134918&locale=en_GB
| DS7-340SX081N0-N | Y7-134919 | 134919 | Softstarter DS7, 24 V AC/DC, 81 A (2-faz Tristör Kontrollü) | Softstarter | 891 | 1 | https://datasheet.eaton.com/datasheet.php?model=134919&locale=en_GB
| DS7-340SX100N0-N | Y7-134920 | 134920 | Softstarter DS7, 24 V AC/DC, 100 A (2-faz Tristör Kontrollü) | Softstarter | 970 | 1 | https://datasheet.eaton.com/datasheet.php?model=134920&locale=en_GB
| DS7-340SX135N0-N | Y7-134921 | 134921 | Softstarter DS7, 24 V AC/DC, 135 A (2-faz Tristör Kontrollü) | Softstarter | 1368 | 1 | https://datasheet.eaton.com/datasheet.php?model=134921&locale=en_GB
| DS7-340SX160N0-N | Y7-134922 | 134922 | Softstarter DS7, 24 V AC/DC, 160 A (2-faz Tristör Kontrollü) | Softstarter | 1697 | 1 | https://datasheet.eaton.com/datasheet.php?model=134922&locale=en_GB
| DS7-340SX200N0-N | Y7-134923 | 134923 | Softstarter DS7, 24 V AC/DC, 200 A (2-faz Tristör Kontrollü) | Softstarter | 1904 | 1 | https://datasheet.eaton.com/datasheet.php?model=134923&locale=en_GB
| DS7-342SX004N0-N | Y7-134925 | 134925 | Softstarter DS7, 110/230 V AC, 4 A (2-faz Tristör Kontrollü) | Softstarter | 263.3 | 1 | https://datasheet.eaton.com/datasheet.php?model=134925&locale=en_GB
| DS7-342SX007N0-N | Y7-134927 | 134927 | Softstarter DS7, 110/230 V AC, 7 A (2-faz Tristör Kontrollü) | Softstarter | 287.4 | 1 | https://datasheet.eaton.com/datasheet.php?model=134927&locale=en_GB
| DS7-342SX009N0-N | Y7-134928 | 134928 | Softstarter DS7, 110/230 V AC, 9 A (2-faz Tristör Kontrollü) | Softstarter | 293.1 | 1 | https://datasheet.eaton.com/datasheet.php?model=134928&locale=en_GB
| DS7-342SX012N0-N | Y7-134929 | 134929 | Softstarter DS7, 110/230 V AC, 12 A (2-faz Tristör Kontrollü) | Softstarter | 312.6 | 1 | https://datasheet.eaton.com/datasheet.php?model=134929&locale=en_GB
| DS7-342SX016N0-N | Y7-134930 | 134930 | Softstarter DS7, 110/230 V AC, 16 A (2-faz Tristör Kontrollü) | Softstarter | 345.7 | 1 | https://datasheet.eaton.com/datasheet.php?model=134930&locale=en_GB
| DS7-342SX024N0-N | Y7-134931 | 134931 | Softstarter DS7, 110/230 V AC, 24 A (2-faz Tristör Kontrollü) | Softstarter | 373.2 | 1 | https://datasheet.eaton.com/datasheet.php?model=134931&locale=en_GB
| DS7-342SX032N0-N | Y7-134932 | 134932 | Softstarter DS7, 110/230 V AC, 32 A (2-faz Tristör Kontrollü) | Softstarter | 425.8 | 1 | https://datasheet.eaton.com/datasheet.php?model=134932&locale=en_GB
| DS7-342SX041N0-N | Y7-134934 | 134934 | Softstarter DS7, 110/230 V AC, 41 A (2-faz Tristör Kontrollü) | Softstarter | 691 | 1 | https://datasheet.eaton.com/datasheet.php?model=134934&locale=en_GB
| DS7-342SX055N0-N | Y7-134935 | 134935 | Softstarter DS7, 110/230 V AC, 55 A (2-faz Tristör Kontrollü) | Softstarter | 729 | 1 | https://datasheet.eaton.com/datasheet.php?model=134935&locale=en_GB
| DS7-342SX070N0-N | Y7-134936 | 134936 | Softstarter DS7, 110/230 V AC, 70 A (2-faz Tristör Kontrollü) | Softstarter | 855 | 1 | https://datasheet.eaton.com/datasheet.php?model=134936&locale=en_GB
| DS7-342SX081N0-N | Y7-134937 | 134937 | Softstarter DS7, 110/230 V AC, 81 A (2-faz Tristör Kontrollü) | Softstarter | 936 | 1 | https://datasheet.eaton.com/datasheet.php?model=134937&locale=en_GB
| DS7-342SX100N0-N | Y7-134938 | 134938 | Softstarter DS7, 110/230 V AC, 100 A (2-faz Tristör Kontrollü) | Softstarter | 1010 | 1 | https://datasheet.eaton.com/datasheet.php?model=134938&locale=en_GB
| DS7-342SX135N0-N | Y7-134939 | 134939 | Softstarter DS7, 110/230 V AC, 135 A (2-faz Tristör Kontrollü) | Softstarter | 1423 | 1 | https://datasheet.eaton.com/datasheet.php?model=134939&locale=en_GB
| DS7-342SX160N0-N | Y7-134940 | 134940 | Softstarter DS7, 110/230 V AC, 160 A (2-faz Tristör Kontrollü) | Softstarter | 1764 | 1 | https://datasheet.eaton.com/datasheet.php?model=134940&locale=en_GB
| DS7-342SX200N0-N | Y7-134941 | 134941 | Softstarter DS7, 110/230 V AC, 200 A (2-faz Tristör Kontrollü) | Softstarter | 1981 | 1 | https://datasheet.eaton.com/datasheet.php?model=134941&locale=en_GB
| DS7-34DSX004N0-D | Y7-134943 | 134943 | Softstarter DS7, 24 V AC/DC, 4 A (2-faz Tristör Kontrollü), SWDT | Softstarter | 360.6 | 1 | https://datasheet.eaton.com/datasheet.php?model=134943&locale=en_GB
| DS7-34DSX007N0-D | Y7-134945 | 134945 | Softstarter DS7, 24 V AC/DC, 7 A (2-faz Tristör Kontrollü), SWDT | Softstarter | 369.8 | 1 | https://datasheet.eaton.com/datasheet.php?model=134945&locale=en_GB
| DS7-34DSX009N0-D | Y7-134946 | 134946 | Softstarter DS7, 24 V AC/DC, 9 A (2-faz Tristör Kontrollü), SWDT | Softstarter | 376.6 | 1 | https://datasheet.eaton.com/datasheet.php?model=134946&locale=en_GB
| DS7-34DSX012N0-D | Y7-134947 | 134947 | Softstarter DS7, 24 V AC/DC, 12 A (2-faz Tristör Kontrollü), SWDT | Softstarter | 391.5 | 1 | https://datasheet.eaton.com/datasheet.php?model=134947&locale=en_GB
| DS7-34DSX016N0-D | Y7-134948 | 134948 | Softstarter DS7, 24 V AC/DC, 16 A (2-faz Tristör Kontrollü), SWDT | Softstarter | 444.2 | 1 | https://datasheet.eaton.com/datasheet.php?model=134948&locale=en_GB
| DS7-34DSX024N0-D | Y7-134949 | 134949 | Softstarter DS7, 24 V AC/DC, 24 A (2-faz Tristör Kontrollü), SWDT | Softstarter | 473.9 | 1 | https://datasheet.eaton.com/datasheet.php?model=134949&locale=en_GB
| DS7-34DSX032N0-D | Y7-134950 | 134950 | Softstarter DS7, 24 V AC/DC, 32 A (2-faz Tristör Kontrollü), SWDT | Softstarter | 500 | 1 | https://datasheet.eaton.com/datasheet.php?model=134950&locale=en_GB
| DS7-34DSX041N0-D | Y7-134952 | 134952 | Softstarter DS7, 24 V AC/DC, 41 A (2-faz Tristör Kontrollü), SWDT | Softstarter | 818 | 1 | https://datasheet.eaton.com/datasheet.php?model=134952&locale=en_GB
| DS7-34DSX055N0-D | Y7-134953 | 134953 | Softstarter DS7, 24 V AC/DC, 55 A (2-faz Tristör Kontrollü), SWDT | Softstarter | 848 | 1 | https://datasheet.eaton.com/datasheet.php?model=134953&locale=en_GB
| DS7-34DSX070N0-D | Y7-134954 | 134954 | Softstarter DS7, 24 V AC/DC, 70 A (2-faz Tristör Kontrollü), SWDT | Softstarter | 1004 | 1 | https://datasheet.eaton.com/datasheet.php?model=134954&locale=en_GB
| DS7-34DSX081N0-D | Y7-134955 | 134955 | Softstarter DS7, 24 V AC/DC, 81 A (2-faz Tristör Kontrollü), SWDT | Softstarter | 1059 | 1 | https://datasheet.eaton.com/datasheet.php?model=134955&locale=en_GB
| DS7-34DSX100N0-D | Y7-134956 | 134956 | Softstarter DS7, 24 V AC/DC, 100 A (2-faz Tristör Kontrollü), SWDT | Softstarter | 1159 | 1 | https://datasheet.eaton.com/datasheet.php?model=134956&locale=en_GB
| DS7-34DSX135N0-D | Y7-134957 | 134957 | Softstarter DS7, 24 V AC/DC, 135 A (2-faz Tristör Kontrollü), SWDT | Softstarter | 1635 | 1 | https://datasheet.eaton.com/datasheet.php?model=134957&locale=en_GB
| DS7-34DSX160N0-D | Y7-134958 | 134958 | Softstarter DS7, 24 V AC/DC, 160 A (2-faz Tristör Kontrollü), SWDT | Softstarter | 1871 | 1 | https://datasheet.eaton.com/datasheet.php?model=134958&locale=en_GB
| DS7-34DSX200N0-D | Y7-134959 | 134959 | Softstarter DS7, 24 V AC/DC, 200 A (2-faz Tristör Kontrollü), SWDT | Softstarter | 2049 | 1 | https://datasheet.eaton.com/datasheet.php?model=134959&locale=en_GB
| S811+N37P3S | Y7-168977 | 168977 | Softstarter 811+Premium (3 faz Tristör Kontrollü) 18,5kW 37A | Softstarter | 2577 | 1 | https://datasheet.eaton.com/datasheet.php?model=168977&locale=en_GB
| S811+N66P3S | Y7-168979 | 168979 | Softstarter 811+Premium (3 faz Tristör Kontrollü) 30 kW 66A | Softstarter | 2634 | 1 | https://datasheet.eaton.com/datasheet.php?model=168979&locale=en_GB
| S811+R10P3S | Y7-168981 | 168981 | Softstarter 811+Premium (3 faz Tristör Kontrollü) 55 kW 105A | Softstarter | 3100 | 1 | https://datasheet.eaton.com/datasheet.php?model=168981&locale=en_GB
| S811+R13P3S | Y7-168983 | 168983 | Softstarter 811+Premium (3 faz Tristör Kontrollü) 75 kW 135A | Softstarter | 3207 | 1 | https://datasheet.eaton.com/datasheet.php?model=168983&locale=en_GB
| S811+T18P3S | Y7-168985 | 168985 | Softstarter 811+Premium (3 faz Tristör Kontrollü) 90 kW 180A | Softstarter | 5240 | 1 | https://datasheet.eaton.com/datasheet.php?model=168985&locale=en_GB
| S811+T24P3S | Y7-168988 | 168988 | Softstarter 811+Premium (3 faz Tristör Kontrollü) 132 kW 240A | Softstarter | 5359 | 1 | https://datasheet.eaton.com/datasheet.php?model=168988&locale=en_GB
| S811+T30P3S | Y7-168991 | 168991 | Softstarter 811+Premium (3 faz Tristör Kontrollü) 160 kW 304A | Softstarter | 5895 | 1 | https://datasheet.eaton.com/datasheet.php?model=168991&locale=en_GB
| S811+V36P3S | Y7-168994 | 168994 | Softstarter 811+Premium (3 faz Tristör Kontrollü) 200 kW 361A | Softstarter | 8514 | 1 | https://datasheet.eaton.com/datasheet.php?model=168994&locale=en_GB
| S811+V42P3S | Y7-168997 | 168997 | Softstarter 811+Premium (3 faz Tristör Kontrollü) 200 kW 420A | Softstarter | 9557 | 1 | https://datasheet.eaton.com/datasheet.php?model=168997&locale=en_GB
| S811+V50P3S | Y7-169000 | 169000 | Softstarter 811+Premium (3 faz Tristör Kontrollü) 250 kW 500A | Softstarter | 9665 | 1 | https://datasheet.eaton.com/datasheet.php?model=169000&locale=en_GB
| S811+V65P3S | Y7-169003 | 169003 | Softstarter 811+Premium (3 faz Tristör Kontrollü) 315 kW 650A | Softstarter | 10633 | 1 | https://datasheet.eaton.com/datasheet.php?model=169003&locale=en_GB
| S811+V72P3S | Y7-169006 | 169006 | Softstarter 811+Premium (3 faz Tristör Kontrollü) 400 kW 720A | Softstarter | 11341 | 1 | https://datasheet.eaton.com/datasheet.php?model=169006&locale=en_GB
| S811+V85P3S | Y7-169009 | 169009 | Softstarter 811+Premium (3 faz Tristör Kontrollü) 450 kW 850A | Softstarter | 12151 | 1 | https://datasheet.eaton.com/datasheet.php?model=169009&locale=en_GB
| S811+T18V3S | Y7-168986 | 168986 | Softstarter 811+Premium (3 faz Tristör Kontrollü) 690V, 160 kW, 180A | Softstarter | 6175 | 1 | https://datasheet.eaton.com/datasheet.php?model=168986&locale=en_GB
| S811+T30V3S | Y7-168992 | 168992 | Softstarter 811+Premium (3 faz Tristör Kontrollü) 690V, 250 kW, 304A | Softstarter | 7163 | 1 | https://datasheet.eaton.com/datasheet.php?model=168992&locale=en_GB
| S811+V36V3S | Y7-168995 | 168995 | Softstarter 811+Premium (3 faz Tristör Kontrollü) 690V, 315 kW, 361A | Softstarter | 9746 | 1 | https://datasheet.eaton.com/datasheet.php?model=168995&locale=en_GB
| S811+V42V3S | Y7-168998 | 168998 | Softstarter 811+Premium (3 faz Tristör Kontrollü) 690V, 400 kW, 420A | Softstarter | 10944 | 1 | https://datasheet.eaton.com/datasheet.php?model=168998&locale=en_GB
| S811+V50V3S | Y7-169001 | 169001 | Softstarter 811+Premium (3 faz Tristör Kontrollü) 690V, 500 kW, 500A | Softstarter | 11069 | 1 | https://datasheet.eaton.com/datasheet.php?model=169001&locale=en_GB
| S811+V65V3S | Y7-169004 | 169004 | Softstarter 811+Premium (3 faz Tristör Kontrollü) 690V, 630 kW, 650A | Softstarter | 12037 | 1 | https://datasheet.eaton.com/datasheet.php?model=169004&locale=en_GB
| S811+V72V3S | Y7-169007 | 169007 | Softstarter 811+Premium (3 faz Tristör Kontrollü) 690V, 630 kW, 720A | Softstarter | 12839 | 1 | https://datasheet.eaton.com/datasheet.php?model=169007&locale=en_GB
| S811+V85V3S | Y7-169010 | 169010 | Softstarter 811+Premium (3 faz Tristör Kontrollü) 690V, 710 kW, 850A | Softstarter | 13756 | 1 | https://datasheet.eaton.com/datasheet.php?model=169010&locale=en_GB
| C441V | Y7-172306 | 172306 | Ethernet/IP - Modbus/TCP çevirici | Softstarter | 503 | 1 | https://datasheet.eaton.com/datasheet.php?model=172306&locale=en_GB
Hız Kontrol Cihazları
| DE1-121D4NN-N20N | Y7-177359 | 177359 | Hız Ayarlı Yolverici 0,25kW 1,4A Monofaze 230V (FS1) | Drive | 172.5 | 1 | https://datasheet.eaton.com/datasheet.php?model=177359&locale=en_GB
| DE1-122D3NN-N20N | Y7-177360 | 177360 | Hız Ayarlı Yolverici 0,37kW 2,3A Monofaze 230V (FS1) | Drive | 177.8 | 1 | https://datasheet.eaton.com/datasheet.php?model=177360&locale=en_GB
| DE1-122D7NN-N20N | Y7-177361 | 177361 | Hız Ayarlı Yolverici 0,55kW 2,7A Monofaze 230V (FS1) | Drive | 207.7 | 1 | https://datasheet.eaton.com/datasheet.php?model=177361&locale=en_GB
| DE1-124D3NN-N20N | Y7-177362 | 177362 | Hız Ayarlı Yolverici 0,75kW 4,3A Monofaze 230V (FS1) | Drive | 216.8 | 1 | https://datasheet.eaton.com/datasheet.php?model=177362&locale=en_GB
| DE1-127D0NN-N20N | Y7-177363 | 177363 | Hız Ayarlı Yolverici 1,5kW 7A Monofaze 230V (FS1) | Drive | 280.5 | 1 | https://datasheet.eaton.com/datasheet.php?model=177363&locale=en_GB
| DE1-129D6NN-N20N | Y7-177364 | 177364 | Hız Ayarlı Yolverici 2,2kW 9,6A Monofaze 230V (FS2) | Drive | 359.4 | 1 | https://datasheet.eaton.com/datasheet.php?model=177364&locale=en_GB
| DE1-341D3NN-N20N | Y7-177365 | 177365 | Hız Ayarlı Yolverici 0,37kW 1,3A Trifaze 400V (FS1) | Drive | 370.9 | 1 | https://datasheet.eaton.com/datasheet.php?model=177365&locale=en_GB
| DE1-342D1NN-N20N | Y7-177366 | 177366 | Hız Ayarlı Yolverici 0,75kW 2,1A Trifaze 400V (FS1) | Drive | 425.8 | 1 | https://datasheet.eaton.com/datasheet.php?model=177366&locale=en_GB
| DE1-343D6NN-N20N | Y7-177367 | 177367 | Hız Ayarlı Yolverici 1,5kW 3,6A Trifaze 400V (FS1) | Drive | 480.8 | 1 | https://datasheet.eaton.com/datasheet.php?model=177367&locale=en_GB
| DE1-345D0NN-N20N | Y7-177368 | 177368 | Hız Ayarlı Yolverici 2,2kW 5A Trifaze 400V (FS2) | Drive | 538 | 1 | https://datasheet.eaton.com/datasheet.php?model=177368&locale=en_GB
| DE1-346D6NN-N20N | Y7-177369 | 177369 | Hız Ayarlı Yolverici 3kW 6,6A Trifaze 400V (FS2) | Drive | 606 | 1 | https://datasheet.eaton.com/datasheet.php?model=177369&locale=en_GB
| DE1-348D5NN-N20N | Y7-177370 | 177370 | Hız Ayarlı Yolverici 4kW 8,5A Trifaze 400V (FS2) | Drive | 674 | 1 | https://datasheet.eaton.com/datasheet.php?model=177370&locale=en_GB
| DE1-34011NN-N20N | Y7-177371 | 177371 | Hız Ayarlı Yolverici 5,5kW 11,3A Trifaze 400V (FS2) | Drive | 806 | 1 | https://datasheet.eaton.com/datasheet.php?model=177371&locale=en_GB
| DE1-34016NN-N20N | Y7-177372 | 177372 | Hız Ayarlı Yolverici 7,5kW 16A Trifaze 400V (FS2) | Drive | 985 | 1 | https://datasheet.eaton.com/datasheet.php?model=177372&locale=en_GB
| DE1-121D4FN-N20N | Y7-174327 | 174327 | Hız Ayarlı Yolverici-Filtreli 0,25kW 1,4A Monofaze 230V (FS1) | Drive | 184.4 | 1 | https://datasheet.eaton.com/datasheet.php?model=174327&locale=en_GB
| DE1-122D3FN-N20N | Y7-174328 | 174328 | Hız Ayarlı Yolverici-Filtreli 0,37kW 2,3A Monofaze 230V (FS1) | Drive | 189.4 | 1 | https://datasheet.eaton.com/datasheet.php?model=174328&locale=en_GB
| DE1-122D7FN-N20N | Y7-174329 | 174329 | Hız Ayarlı Yolverici-Filtreli 0,55kW 2,7A Monofaze 230V (FS1) | Drive | 220.6 | 1 | https://datasheet.eaton.com/datasheet.php?model=174329&locale=en_GB
| DE1-124D3FN-N20N | Y7-174330 | 174330 | Hız Ayarlı Yolverici-Filtreli 0,75kW 4,3A Monofaze 230V (FS1) | Drive | 228.4 | 1 | https://datasheet.eaton.com/datasheet.php?model=174330&locale=en_GB
| DE1-127D0FN-N20N | Y7-174331 | 174331 | Hız Ayarlı Yolverici-Filtreli 1,5kW 7A Monofaze 230V (FS1) | Drive | 296.5 | 1 | https://datasheet.eaton.com/datasheet.php?model=174331&locale=en_GB
| DE1-129D6FN-N20N | Y7-174332 | 174332 | Hız Ayarlı Yolverici-Filtreli 2,2kW 9,6A Monofaze 230V (FS2) | Drive | 380.1 | 1 | https://datasheet.eaton.com/datasheet.php?model=174332&locale=en_GB
| DE1-341D3FN-N20N | Y7-174333 | 174333 | Hız Ayarlı Yolverici-Filtreli 0,37kW 1,3A Trifaze 400V (FS1) | Drive | 384.7 | 1 | https://datasheet.eaton.com/datasheet.php?model=174333&locale=en_GB
| DE1-342D1FN-N20N | Y7-174334 | 174334 | Hız Ayarlı Yolverici-Filtreli 0,75kW 2,1A Trifaze 400V (FS1) | Drive | 443 | 1 | https://datasheet.eaton.com/datasheet.php?model=174334&locale=en_GB
| DE1-343D6FN-N20N | Y7-174335 | 174335 | Hız Ayarlı Yolverici-Filtreli 1,5kW 3,6A Trifaze 400V (FS1) | Drive | 498 | 1 | https://datasheet.eaton.com/datasheet.php?model=174335&locale=en_GB
| DE1-345D0FN-N20N | Y7-174336 | 174336 | Hız Ayarlı Yolverici-Filtreli 2,2kW 5A Trifaze 400V (FS2) | Drive | 557 | 1 | https://datasheet.eaton.com/datasheet.php?model=174336&locale=en_GB
| DE1-346D6FN-N20N | Y7-174337 | 174337 | Hız Ayarlı Yolverici-Filtreli 3kW 6,6A Trifaze 400V (FS2) | Drive | 624 | 1 | https://datasheet.eaton.com/datasheet.php?model=174337&locale=en_GB
| DE1-348D5FN-N20N | Y7-174338 | 174338 | Hız Ayarlı Yolverici-Filtreli 4kW 8,5A Trifaze 400V (FS2) | Drive | 700 | 1 | https://datasheet.eaton.com/datasheet.php?model=174338&locale=en_GB
| DE1-34011FN-N20N | Y7-174339 | 174339 | Hız Ayarlı Yolverici-Filtreli 5,5kW 11,3A Trifaze 400V (FS2) | Drive | 838 | 1 | https://datasheet.eaton.com/datasheet.php?model=174339&locale=en_GB
| DE1-34016FN-N20N | Y7-174340 | 174340 | Hız Ayarlı Yolverici-Filtreli 7,5kW 16A Trifaze 400V (FS2) | Drive | 1026 | 1 | https://datasheet.eaton.com/datasheet.php?model=174340&locale=en_GB
| DXE-EXT-SET | Y7-174621 | 174621 | Parametrelendirme Modülü | Drive | 114.8 | 1 | https://datasheet.eaton.com/datasheet.php?model=174621&locale=en_GB
| DX-COM-STICK2 | Y7-186947 | 186947 | Bluetooth Parametre Modülü | Drive | 203.8 | 1 | https://datasheet.eaton.com/datasheet.php?model=186947&locale=en_GB
| DX-KEY-LED2 | Y7-186946 | 186946 | Taşınabilir Keypad ve LED Ekran | Drive | 125.7 | 1 | https://datasheet.eaton.com/datasheet.php?model=186946&locale=en_GB
| DX-NET-SWD3 | Y7-169131 | 169131 | Haberleşme Kartı - SmartWire-DT (DE1, DC1 için) | Drive | 162.2 | 1 | https://datasheet.eaton.com/datasheet.php?model=169131&locale=en_GB
| DX-CBL-PC-3M0 | Y7-744-A3036-00P | 171018 | PC Haberleşme Kablosu, USB | Drive | 165 | 1 | https://datasheet.eaton.com/datasheet.php?model=171018&locale=en_GB
| DE11-121D4NN-N20N | Y7-180656 | 180656 | Hız Ayarlı Yolverici 0,25kW 1,4A Monofaze 230V (FS1) | Drive | 186.9 | 1 | https://datasheet.eaton.com/datasheet.php?model=180656&locale=en_GB
| DE11-122D3NN-N20N | Y7-180657 | 180657 | Hız Ayarlı Yolverici 0,37kW 2,3A Monofaze 230V (FS1) | Drive | 192.1 | 1 | https://datasheet.eaton.com/datasheet.php?model=180657&locale=en_GB
| DE11-122D7NN-N20N | Y7-180658 | 180658 | Hız Ayarlı Yolverici 0,55kW 2,7A Monofaze 230V (FS1) | Drive | 221.8 | 1 | https://datasheet.eaton.com/datasheet.php?model=180658&locale=en_GB
| DE11-124D3NN-N20N | Y7-180659 | 180659 | Hız Ayarlı Yolverici 0,75kW 4,3A Monofaze 230V (FS1) | Drive | 231.2 | 1 | https://datasheet.eaton.com/datasheet.php?model=180659&locale=en_GB
| DE11-127D0NN-N20N | Y7-180660 | 180660 | Hız Ayarlı Yolverici 1,5kW 7A Monofaze 230V (FS1) | Drive | 296.5 | 1 | https://datasheet.eaton.com/datasheet.php?model=180660&locale=en_GB
| DE11-129D6NN-N20N | Y7-180661 | 180661 | Hız Ayarlı Yolverici 2,2kW 9,6A Monofaze 230V (FS2) | Drive | 375.5 | 1 | https://datasheet.eaton.com/datasheet.php?model=180661&locale=en_GB
| DE11-341D3NN-N20N | Y7-180670 | 180670 | Hız Ayarlı Yolverici 0,37kW 1,3A Trifaze 400V (FS1) | Drive | 390.4 | 1 | https://datasheet.eaton.com/datasheet.php?model=180670&locale=en_GB
| DE11-342D1NN-N20N | Y7-180671 | 180671 | Hız Ayarlı Yolverici 0,75kW 2,1A Trifaze 400V (FS1) | Drive | 445.3 | 1 | https://datasheet.eaton.com/datasheet.php?model=180671&locale=en_GB
| DE11-343D6NN-N20N | Y7-180672 | 180672 | Hız Ayarlı Yolverici 1,5kW 3,6A Trifaze 400V (FS1) | Drive | 499.2 | 1 | https://datasheet.eaton.com/datasheet.php?model=180672&locale=en_GB
| DE11-345D0NN-N20N | Y7-180673 | 180673 | Hız Ayarlı Yolverici 2,2kW 5A Trifaze 400V (FS2) | Drive | 556 | 1 | https://datasheet.eaton.com/datasheet.php?model=180673&locale=en_GB
| DE11-346D6NN-N20N | Y7-180674 | 180674 | Hız Ayarlı Yolverici 3kW 6,6A Trifaze 400V (FS2) | Drive | 625 | 1 | https://datasheet.eaton.com/datasheet.php?model=180674&locale=en_GB
| DE11-348D5NN-N20N | Y7-180675 | 180675 | Hız Ayarlı Yolverici 4kW 8,5A Trifaze 400V (FS2) | Drive | 694 | 1 | https://datasheet.eaton.com/datasheet.php?model=180675&locale=en_GB
| DE11-34011NN-N20N | Y7-180676 | 180676 | Hız Ayarlı Yolverici 5,5kW 11,3A Trifaze 400V (FS2) | Drive | 824 | 1 | https://datasheet.eaton.com/datasheet.php?model=180676&locale=en_GB
| DE11-34016NN-N20N | Y7-180677 | 180677 | Hız Ayarlı Yolverici 7,5kW 16A Trifaze 400V (FS2) | Drive | 1003 | 1 | https://datasheet.eaton.com/datasheet.php?model=180677&locale=en_GB
| DE11-121D4FN-N20N | Y7-180650 | 180650 | Hız Ayarlı Yolverici-Filtreli 0,25kW 1,4A Monofaze 230V (FS1) | Drive | 198.5 | 1 | https://datasheet.eaton.com/datasheet.php?model=180650&locale=en_GB
| DE11-122D3FN-N20N | Y7-180651 | 180651 | Hız Ayarlı Yolverici-Filtreli 0,37kW 2,3A Monofaze 230V (FS1) | Drive | 203.8 | 1 | https://datasheet.eaton.com/datasheet.php?model=180651&locale=en_GB
| DE11-122D7FN-N20N | Y7-180652 | 180652 | Hız Ayarlı Yolverici-Filtreli 0,55kW 2,7A Monofaze 230V (FS1) | Drive | 234.7 | 1 | https://datasheet.eaton.com/datasheet.php?model=180652&locale=en_GB
| DE11-124D3FN-N20N | Y7-180653 | 180653 | Hız Ayarlı Yolverici-Filtreli 0,75kW 4,3A Monofaze 230V (FS1) | Drive | 242.7 | 1 | https://datasheet.eaton.com/datasheet.php?model=180653&locale=en_GB
| DE11-127D0FN-N20N | Y7-180654 | 180654 | Hız Ayarlı Yolverici-Filtreli 1,5kW 7A Monofaze 230V (FS1) | Drive | 314.8 | 1 | https://datasheet.eaton.com/datasheet.php?model=180654&locale=en_GB
| DE11-129D6FN-N20N | Y7-180655 | 180655 | Hız Ayarlı Yolverici-Filtreli 2,2kW 9,6A Monofaze 230V (FS2) | Drive | 396.1 | 1 | https://datasheet.eaton.com/datasheet.php?model=180655&locale=en_GB
| DE11-341D3FN-N20N | Y7-180662 | 180662 | Hız Ayarlı Yolverici-Filtreli 0,37kW 1,3A Trifaze 400V (FS1) | Drive | 402.9 | 1 | https://datasheet.eaton.com/datasheet.php?model=180662&locale=en_GB
| DE11-342D1FN-N20N | Y7-180663 | 180663 | Hız Ayarlı Yolverici-Filtreli 0,75kW 2,1A Trifaze 400V (FS1) | Drive | 461.4 | 1 | https://datasheet.eaton.com/datasheet.php?model=180663&locale=en_GB
| DE11-343D6FN-N20N | Y7-180664 | 180664 | Hız Ayarlı Yolverici-Filtreli 1,5kW 3,6A Trifaze 400V (FS1) | Drive | 517 | 1 | https://datasheet.eaton.com/datasheet.php?model=180664&locale=en_GB
| DE11-345D0FN-N20N | Y7-180665 | 180665 | Hız Ayarlı Yolverici-Filtreli 2,2kW 5A Trifaze 400V (FS2) | Drive | 578 | 1 | https://datasheet.eaton.com/datasheet.php?model=180665&locale=en_GB
| DE11-346D6FN-N20N | Y7-180666 | 180666 | Hız Ayarlı Yolverici-Filtreli 3kW 6,6A Trifaze 400V (FS2) | Drive | 646 | 1 | https://datasheet.eaton.com/datasheet.php?model=180666&locale=en_GB
| DE11-348D5FN-N20N | Y7-180667 | 180667 | Hız Ayarlı Yolverici-Filtreli 4kW 8,5A Trifaze 400V (FS2) | Drive | 721 | 1 | https://datasheet.eaton.com/datasheet.php?model=180667&locale=en_GB
| DE11-34011FN-N20N | Y7-180668 | 180668 | Hız Ayarlı Yolverici-Filtreli 5,5kW 11,3A Trifaze 400V (FS2) | Drive | 858 | 1 | https://datasheet.eaton.com/datasheet.php?model=180668&locale=en_GB
| DE11-34016FN-N20N | Y7-180669 | 180669 | Hız Ayarlı Yolverici-Filtreli 7,5kW 16A Trifaze 400V (FS2) | Drive | 1043 | 1 | https://datasheet.eaton.com/datasheet.php?model=180669&locale=en_GB
| DXE-EXT-SET | Y7-174621 | 174621 | Parametrelendirme Modülü | Drive | 114.8 | 1 | https://datasheet.eaton.com/datasheet.php?model=174621&locale=en_GB
| DX-COM-STICK2 | Y7-186947 | 186947 | Bluetooth Parametre Modülü | Drive | 203.8 | 1 | https://datasheet.eaton.com/datasheet.php?model=186947&locale=en_GB
| DX-KEY-LED2 | Y7-186946 | 186946 | Taşınabilir Keypad ve LED Ekran | Drive | 125.7 | 1 | https://datasheet.eaton.com/datasheet.php?model=186946&locale=en_GB
| DX-NET-SWD3 | Y7-169131 | 169131 | Haberleşme Kartı - SmartWire-DT (DE1, DC1 için) | Drive | 162.2 | 1 | https://datasheet.eaton.com/datasheet.php?model=169131&locale=en_GB
| DX-CBL-PC-3M0 | Y7-744-A3036-00P | 171018 | PC Haberleşme Kablosu, USB | Drive | 165 | 1 | https://datasheet.eaton.com/datasheet.php?model=171018&locale=en_GB
| DB1-122D3FN-N2CC | Y7-197193 | 197193 | Kompakt Hız Kontrol Cihazı-Filtreli, 0,37kW 2,3A Monofaze 230V (FS1) | Drive | 279.3 | 1 | https://datasheet.eaton.com/datasheet.php?model=197193&locale=en_GB
| DB1-124D3FN-N2CC | Y7-197194 | 197194 | Kompakt Hız Kontrol Cihazı-Filtreli, 0,75kW 4,3A Monofaze 230V (FS1) | Drive | 330.8 | 1 | https://datasheet.eaton.com/datasheet.php?model=197194&locale=en_GB
| DB1-127D0FN-N2CC | Y7-197195 | 197195 | Kompakt Hız Kontrol Cihazı-Filtreli, 1,5kW 7A Monofaze 230V (FS1) | Drive | 409.9 | 1 | https://datasheet.eaton.com/datasheet.php?model=197195&locale=en_GB
| DB1-342D2FN-N2CC | Y7-197196 | 197196 | Kompakt Hız Kontrol Cihazı-Filtreli, 0,75kW 2,2A Trifaze 400V (FS1) | Drive | 498 | 1 | https://datasheet.eaton.com/datasheet.php?model=197196&locale=en_GB
| DB1-344D1FN-N2CC | Y7-197197 | 197197 | Kompakt Hız Kontrol Cihazı-Filtreli, 1,5kW 4,1A Trifaze 400V (FS1) | Drive | 531 | 1 | https://datasheet.eaton.com/datasheet.php?model=197197&locale=en_GB
| DB1-344D1FB-N2CC | Y7-197564 | 197564 | Kompakt Hız Kontrol Cihazı-Filtreli, Frenleme Modüllü, 1,5kW 4,1A Trifaze 400V (FS2) | Drive | 664 | 1 | https://datasheet.eaton.com/datasheet.php?model=197564&locale=en_GB
| DB1-345D8FB-N2CC | Y7-197565 | 197565 | Kompakt Hız Kontrol Cihazı-Filtreli, Frenleme Modüllü, 2,2kW 5,8A Trifaze 400V (FS2) | Drive | 700 | 1 | https://datasheet.eaton.com/datasheet.php?model=197565&locale=en_GB
| DB1-349D5FB-N2CC | Y7-197566 | 197566 | Kompakt Hız Kontrol Cihazı-Filtreli, Frenleme Modüllü, 4kW 9,5A Trifaze 400V (FS2) | Drive | 822 | 1 | https://datasheet.eaton.com/datasheet.php?model=197566&locale=en_GB
| DX-COM-STICK2 | Y7-186947 | 186947 | Bluetooth Parametre Modülü | Drive | 203.8 | 1 | https://datasheet.eaton.com/datasheet.php?model=186947&locale=en_GB
| DX-KEY-LED2 | Y7-186946 | 186946 | Taşınabilir Keypad ve LED Ekran | Drive | 125.7 | 1 | https://datasheet.eaton.com/datasheet.php?model=186946&locale=en_GB
| DX-KEY-OLED | Y7-169133 | 169133 | Taşınabilir Keypad ve OLED Ekran | Drive | 372.1 | 1 | https://datasheet.eaton.com/datasheet.php?model=169133&locale=en_GB
| DX-CBL-PC-3M0 | Y7-744-A3036-00P | 171018 | PC Haberleşme Kablosu, USB | Drive | 165 | 1 | https://datasheet.eaton.com/datasheet.php?model=171018&locale=en_GB
| DC1-122D3NN-A20CE1 | Y7-185785 | 185785 | Hız Kontrol Cihazı 0,37kW 2,3A Monofaze 230V (FS1) | Drive | 221.5 | 1 | https://datasheet.eaton.com/datasheet.php?model=185785&locale=en_GB
| DC1-124D3NN-A20CE1 | Y7-185788 | 185788 | Hız Kontrol Cihazı 0,75kW 4,3A Monofaze 230V (FS1) | Drive | 264.9 | 1 | https://datasheet.eaton.com/datasheet.php?model=185788&locale=en_GB
| DC1-127D0NN-A20CE1 | Y7-185791 | 185791 | Hız Kontrol Cihazı 1,5kW 7A Monofaze 230V (FS1) | Drive | 358 | 1 | https://datasheet.eaton.com/datasheet.php?model=185791&locale=en_GB
| DC1-127D0NB-A20CE1 | Y7-185794 | 185794 | Hız Kontrol Cihazı 1,5kW 7A Monofaze 230V (FS2) | Drive | 440.3 | 1 | https://datasheet.eaton.com/datasheet.php?model=185794&locale=en_GB
| DC1-12011NB-A20CE1 | Y7-185797 | 185797 | Hız Kontrol Cihazı 2,2kW 10,5A Monofaze 230V (FS2) | Drive | 459.6 | 1 | https://datasheet.eaton.com/datasheet.php?model=185797&locale=en_GB
| DC1-12015NB-A20CE1 | Y7-185800 | 185800 | Hız Kontrol Cihazı 4kW 15A Monofaze 230V (FS3) | Drive | 883 | 1 | https://datasheet.eaton.com/datasheet.php?model=185800&locale=en_GB
| DC1-342D2NN-A20CE1 | Y7-185721 | 185721 | Hız Kontrol Cihazı 0,75kW 2,2A Trifaze 400V (FS1) | Drive | 553 | 1 | https://datasheet.eaton.com/datasheet.php?model=185721&locale=en_GB
| DC1-344D1NN-A20CE1 | Y7-185724 | 185724 | Hız Kontrol Cihazı 1,5kW 4,1A Trifaze 400V (FS1) | Drive | 598 | 1 | https://datasheet.eaton.com/datasheet.php?model=185724&locale=en_GB
| DC1-344D1NB-A20CE1 | Y7-185727 | 185727 | Hız Kontrol Cihazı 1,5kW 4,1A Trifaze 400V (FS2) | Drive | 648 | 1 | https://datasheet.eaton.com/datasheet.php?model=185727&locale=en_GB
| DC1-345D8NB-A20CE1 | Y7-185730 | 185730 | Hız Kontrol Cihazı 2,2kW 5,8A Trifaze 400V (FS2) | Drive | 671 | 1 | https://datasheet.eaton.com/datasheet.php?model=185730&locale=en_GB
| DC1-349D5NB-A20CE1 | Y7-185733 | 185733 | Hız Kontrol Cihazı 4kW 9,5A Trifaze 400V (FS2) | Drive | 842 | 1 | https://datasheet.eaton.com/datasheet.php?model=185733&locale=en_GB
| DC1-34014NB-A20CE1 | Y7-185736 | 185736 | Hız Kontrol Cihazı 5,5kW 14A Trifaze 400V (FS3) | Drive | 1008 | 1 | https://datasheet.eaton.com/datasheet.php?model=185736&locale=en_GB
| DC1-34018NB-A20CE1 | Y7-185739 | 185739 | Hız Kontrol Cihazı 7,5kW 18A Trifaze 400V (FS3) | Drive | 1232 | 1 | https://datasheet.eaton.com/datasheet.php?model=185739&locale=en_GB
| DC1-34024NB-A20CE1 | Y7-185742 | 185742 | Hız Kontrol Cihazı 11kW 24A Trifaze 400V (FS3) | Drive | 1473 | 1 | https://datasheet.eaton.com/datasheet.php?model=185742&locale=en_GB
| DC1-34030NB-A20CE1 | Y7-185783 | 185783 | Hız Kontrol Cihazı 15kW 30A Trifaze 400V (FS4) | Drive | 2048 | 1 | https://datasheet.eaton.com/datasheet.php?model=185783&locale=en_GB
| DC1-34039NB-A20CE1 | Y7-185784 | 185784 | Hız Kontrol Cihazı 18,5kW 39A Trifaze 400V (FS4) | Drive | 2374 | 1 | https://datasheet.eaton.com/datasheet.php?model=185784&locale=en_GB
| DC1-34046NB-A20CE1 | Y7-185844 | 185844 | Hız Kontrol Cihazı 22kW 46A Trifaze 400V (FS4) | Drive | 2519 | 1 | https://datasheet.eaton.com/datasheet.php?model=185844&locale=en_GB
| DC1-122D3FN-A20CE1 | Y7-185803 | 185803 | Hız Kontrol Cihazı-Filtreli 0,37kW 2,3A Monofaze 230V (FS1) | Drive | 231.2 | 1 | https://datasheet.eaton.com/datasheet.php?model=185803&locale=en_GB
| DC1-124D3FN-A20CE1 | Y7-185806 | 185806 | Hız Kontrol Cihazı-Filtreli 0,75kW 4,3A Monofaze 230V (FS1) | Drive | 280.6 | 1 | https://datasheet.eaton.com/datasheet.php?model=185806&locale=en_GB
| DC1-127D0FN-A20CE1 | Y7-185809 | 185809 | Hız Kontrol Cihazı-Filtreli 1,5kW 7A Monofaze 230V (FS1) | Drive | 381 | 1 | https://datasheet.eaton.com/datasheet.php?model=185809&locale=en_GB
| DC1-127D0FB-A20CE1 | Y7-185812 | 185812 | Hız Kontrol Cihazı-Filtreli 1,5kW 7A Monofaze 230V (FS2) | Drive | 466.9 | 1 | https://datasheet.eaton.com/datasheet.php?model=185812&locale=en_GB
| DC1-12011FB-A20CE1 | Y7-185815 | 185815 | Hız Kontrol Cihazı-Filtreli 2,2kW 10,5A Monofaze 230V (FS2) | Drive | 487.5 | 1 | https://datasheet.eaton.com/datasheet.php?model=185815&locale=en_GB
| DC1-342D2FN-A20CE1 | Y7-185743 | 185743 | Hız Kontrol Cihazı-Filtreli 0,75kW 2,2A Trifaze 400V (FS1) | Drive | 575 | 1 | https://datasheet.eaton.com/datasheet.php?model=185743&locale=en_GB
| DC1-344D1FN-A20CE1 | Y7-185746 | 185746 | Hız Kontrol Cihazı-Filtreli 1,5kW 4,1A Trifaze 400V (FS1) | Drive | 623 | 1 | https://datasheet.eaton.com/datasheet.php?model=185746&locale=en_GB
| DC1-344D1FB-A20CE1 | Y7-185749 | 185749 | Hız Kontrol Cihazı-Filtreli 1,5kW 4,1A Trifaze 400V (FS2) | Drive | 673 | 1 | https://datasheet.eaton.com/datasheet.php?model=185749&locale=en_GB
| DC1-345D8FB-A20CE1 | Y7-185752 | 185752 | Hız Kontrol Cihazı-Filtreli 2,2kW 5,8A Trifaze 400V (FS2) | Drive | 696 | 1 | https://datasheet.eaton.com/datasheet.php?model=185752&locale=en_GB
| DC1-349D5FB-A20CE1 | Y7-185755 | 185755 | Hız Kontrol Cihazı-Filtreli 4kW 9,5A Trifaze 400V (FS2) | Drive | 875 | 1 | https://datasheet.eaton.com/datasheet.php?model=185755&locale=en_GB
| DC1-34014FB-A20CE1 | Y7-185758 | 185758 | Hız Kontrol Cihazı-Filtreli 5,5kW 14A Trifaze 400V (FS3) | Drive | 1048 | 1 | https://datasheet.eaton.com/datasheet.php?model=185758&locale=en_GB
| DC1-34018FB-A20CE1 | Y7-185761 | 185761 | Hız Kontrol Cihazı-Filtreli 7,5kW 18A Trifaze 400V (FS3) | Drive | 1280 | 1 | https://datasheet.eaton.com/datasheet.php?model=185761&locale=en_GB
| DC1-34024FB-A20CE1 | Y7-185764 | 185764 | Hız Kontrol Cihazı-Filtreli 11kW 24A Trifaze 400V (FS3) | Drive | 1533 | 1 | https://datasheet.eaton.com/datasheet.php?model=185764&locale=en_GB
| DC1-34030FB-A20CE1 | Y7-185780 | 185780 | Hız Kontrol Cihazı-Filtreli 15kW 30A Trifaze 400V (FS4) | Drive | 2131 | 1 | https://datasheet.eaton.com/datasheet.php?model=185780&locale=en_GB
| DC1-34039FB-A20CE1 | Y7-185781 | 185781 | Hız Kontrol Cihazı-Filtreli 18,5kW 39A Trifaze 400V (FS4) | Drive | 2469 | 1 | https://datasheet.eaton.com/datasheet.php?model=185781&locale=en_GB
| DC1-34046FB-A20CE1 | Y7-185782 | 185782 | Hız Kontrol Cihazı-Filtreli 22kW 46A Trifaze 400V (FS4) | Drive | 2619 | 1 | https://datasheet.eaton.com/datasheet.php?model=185782&locale=en_GB
| DXC-EXT-2RO1AO | Y7-169030 | 169030 | I/O Kartı - 2RO,1AO (DC1 için) | Drive | 99.7 | 1 | https://datasheet.eaton.com/datasheet.php?model=169030&locale=en_GB
| DXC-EXT-2RO | Y7-169031 | 169031 | I/O Kartı - 2RO (DC1 için) | Drive | 109.3 | 1 | https://datasheet.eaton.com/datasheet.php?model=169031&locale=en_GB
| DX-NET-SWD3 | Y7-169131 | 169131 | Haberleşme Kartı - SmartWire-DT (DE1, DC1 için) | Drive | 162.2 | 1 | https://datasheet.eaton.com/datasheet.php?model=169131&locale=en_GB
| DM1-341D5EB-N20B-EM | 3-5025-005A | 3-5025-005A | Hız Kontrol Cihazı (Filtreli, Ekransız) 0,75kW 2,2A Trifaze 400V (FS1) | Drive | 436.3 | 1 | https://datasheet.eaton.com/datasheet.php?model=3-5025-005A&locale=en_GB
| DM1-342D2EB-N20B-EM | 3-5025-006A | 3-5025-006A | Hız Kontrol Cihazı (Filtreli, Ekransız) 1,5kW 4,3A Trifaze 400V (FS1) | Drive | 459 | 1 | https://datasheet.eaton.com/datasheet.php?model=3-5025-006A&locale=en_GB
| DM1-344D3EB-N20B-EM | 3-5025-007A | 3-5025-007A | Hız Kontrol Cihazı (Filtreli, Ekransız) 2,2kW 5,6A Trifaze 400V (FS1) | Drive | 482.8 | 1 | https://datasheet.eaton.com/datasheet.php?model=3-5025-007A&locale=en_GB
| DM1-345D6EB-N20B-EM | 3-5025-008A | 3-5025-008A | Hız Kontrol Cihazı (Filtreli, Ekransız) 3kW 7,6A Trifaze 400V (FS1) | Drive | 531 | 1 | https://datasheet.eaton.com/datasheet.php?model=3-5025-008A&locale=en_GB
| DM1-347D6EB-N20B-EM | 3-5027-004A | 3-5027-004A | Hız Kontrol Cihazı (Filtreli, Ekransız) 5,5kW 12A Trifaze 400V (FS2) | Drive | 701 | 1 | https://datasheet.eaton.com/datasheet.php?model=3-5027-004A&locale=en_GB
| DM1-34012EB-N20B-EM | 3-5027-005A | 3-5027-005A | Hız Kontrol Cihazı (Filtreli, Ekransız) 7,5kW 16A Trifaze 400V (FS2) | Drive | 771 | 1 | https://datasheet.eaton.com/datasheet.php?model=3-5027-005A&locale=en_GB
| DM1-34016EB-N20B-EM | 3-5027-006A | 3-5027-006A | Hız Kontrol Cihazı (Filtreli, Ekransız) 11kW 23A Trifaze 400V (FS2) | Drive | 849 | 1 | https://datasheet.eaton.com/datasheet.php?model=3-5027-006A&locale=en_GB
| DM1-34023EB-N20B-EM | 3-5029-002A | 3-5029-002A | Hız Kontrol Cihazı (Filtreli, Ekransız) 15kW 31A Trifaze 400V (FS3) | Drive | 912 | 1 | https://datasheet.eaton.com/datasheet.php?model=3-5029-002A&locale=en_GB
| DM1-34031EB-N20B-EM | 3-5031-003A | 3-5031-003A | Hız Kontrol Cihazı (Filtreli, Ekransız) 18,5kW 38A Trifaze 400V (FS4) | Drive | 1152 | 1 | https://datasheet.eaton.com/datasheet.php?model=3-5031-003A&locale=en_GB
| DM1-34038EB-N20B-EM | 3-5031-004A | 3-5031-004A | Hız Kontrol Cihazı (Filtreli, Ekransız) 22kW 46A Trifaze 400V (FS4) | Drive | 1268 | 1 | https://datasheet.eaton.com/datasheet.php?model=3-5031-004A&locale=en_GB
1
| DXG-CBL-PCCABLE | Y7-730-32037-00P | 730-32037-00P | PC Haberleşme Kablosu, USB-RJ45 | Drive | 96.9 | 1 | https://datasheet.eaton.com/datasheet.php?model=730-32037-00P&locale=en_GB
1
| DM1-341D5EB-S20S-EM | 3-5009-005A | 3-5009-005A | Hız Kontrol Cihazı (Filtreli, Ekranlı) 0,75kW 2,2A Trifaze 400V (FS1) | Drive | 507 | 1 | https://datasheet.eaton.com/datasheet.php?model=3-5009-005A&locale=en_GB
| DM1-342D2EB-S20S-EM | 3-5009-006A | 3-5009-006A | Hız Kontrol Cihazı (Filtreli, Ekranlı) 1,5kW 4,3A Trifaze 400V (FS1) | Drive | 532 | 1 | https://datasheet.eaton.com/datasheet.php?model=3-5009-006A&locale=en_GB
| DM1-344D3EB-S20S-EM | 3-5009-007A | 3-5009-007A | Hız Kontrol Cihazı (Filtreli, Ekranlı) 2,2kW 5,6A Trifaze 400V (FS1) | Drive | 559 | 1 | https://datasheet.eaton.com/datasheet.php?model=3-5009-007A&locale=en_GB
| DM1-345D6EB-S20S-EM | 3-5009-008A | 3-5009-008A | Hız Kontrol Cihazı (Filtreli, Ekranlı) 3kW 7,6A Trifaze 400V (FS1) | Drive | 616 | 1 | https://datasheet.eaton.com/datasheet.php?model=3-5009-008A&locale=en_GB
| DM1-347D6EB-S20S-EM | 3-5011-004A | 3-5011-004A | Hız Kontrol Cihazı (Filtreli, Ekranlı) 5,5kW 12A Trifaze 400V (FS2) | Drive | 768 | 1 | https://datasheet.eaton.com/datasheet.php?model=3-5011-004A&locale=en_GB
| DM1-34012EB-S20S-EM | 3-5011-005A | 3-5011-005A | Hız Kontrol Cihazı (Filtreli, Ekranlı) 7,5kW 16A Trifaze 400V (FS2) | Drive | 845 | 1 | https://datasheet.eaton.com/datasheet.php?model=3-5011-005A&locale=en_GB
| DM1-34016EB-S20S-EM | 3-5011-006A | 3-5011-006A | Hız Kontrol Cihazı (Filtreli, Ekranlı) 11kW 23A Trifaze 400V (FS2) | Drive | 929 | 1 | https://datasheet.eaton.com/datasheet.php?model=3-5011-006A&locale=en_GB
| DM1-34023EB-S20S-EM | 3-5013-002A | 3-5013-002A | Hız Kontrol Cihazı (Filtreli, Ekranlı) 15kW 31A Trifaze 400V (FS3) | Drive | 981 | 1 | https://datasheet.eaton.com/datasheet.php?model=3-5013-002A&locale=en_GB
| DM1-34031EB-S20S-EM | 3-5015-003A | 3-5015-003A | Hız Kontrol Cihazı (Filtreli, Ekranlı) 18,5kW 38A Trifaze 400V (FS4) | Drive | 1224 | 1 | https://datasheet.eaton.com/datasheet.php?model=3-5015-003A&locale=en_GB
| DM1-34038EB-S20S-EM | 3-5015-004A | 3-5015-004A | Hız Kontrol Cihazı (Filtreli, Ekranlı) 22kW 46A Trifaze 400V (FS4) | Drive | 1346 | 1 | https://datasheet.eaton.com/datasheet.php?model=3-5015-004A&locale=en_GB
1
| DM1-121D6EB-S20S-EM | 3-5045-004A | 3-5045-004A | Hız Kontrol Cihazı (Filtreli, Ekranlı) 0,55kW 3A Monofaze 230V (FS1) | Drive | 504 | 1 | https://datasheet.eaton.com/datasheet.php?model=3-5045-004A&locale=en_GB
| DM1-123D0EB-S20S-EM | 3-5045-005A | 3-5045-005A | Hız Kontrol Cihazı (Filtreli, Ekranlı) 1,1kW 4,8A Monofaze 230V (FS1) | Drive | 528 | 1 | https://datasheet.eaton.com/datasheet.php?model=3-5045-005A&locale=en_GB
| DM1-124D8EB-S20S-EM | 3-5045-006A | 3-5045-006A | Hız Kontrol Cihazı (Filtreli, Ekranlı) 1,5kW 7,8A Monofaze 230V (FS1) | Drive | 554 | 1 | https://datasheet.eaton.com/datasheet.php?model=3-5045-006A&locale=en_GB
| DM1-127D8EB-S20S-EM | 3-5047-003A | 3-5047-003A | Hız Kontrol Cihazı (Filtreli, Ekranlı) 2,2kW 11A Monofaze 230V (FS2) | Drive | 701 | 1 | https://datasheet.eaton.com/datasheet.php?model=3-5047-003A&locale=en_GB
| DM1-12011EB-S20S-EM | 3-5047-004A | 3-5047-004A | Hız Kontrol Cihazı (Filtreli, Ekranlı) 4kW 17,5A Monofaze 230V (FS2) | Drive | 735 | 1 | https://datasheet.eaton.com/datasheet.php?model=3-5047-004A&locale=en_GB
| DM1-12017EB-S20S-EM | 3-5049-002A | 3-5049-002A | Hız Kontrol Cihazı (Filtreli, Ekranlı) 5,5kW 25A Monofaze 230V (FS3) | Drive | 819 | 1 | https://datasheet.eaton.com/datasheet.php?model=3-5049-002A&locale=en_GB
1
| DXM-NET-PROFIBUS | 3-5039-001A | 3-5039-001A | Haberleşme Arayüzü - Profibus DP (DM1 için) | Drive | 191.7 | 1 | https://datasheet.eaton.com/datasheet.php?model=3-5039-001A&locale=en_GB
| DXM-NET-CANOPEN | 3-5040-001A | 3-5040-001A | Haberleşme Arayüzü - CANopen (DM1 için) | Drive | 98.2 | 1 | https://datasheet.eaton.com/datasheet.php?model=3-5040-001A&locale=en_GB
| DXM-NET-PROFINET | Y7-400004 | 400004 | Haberleşme Arayüzü - Profinet (DM1 için) | Drive | 318.8 | 1 | https://datasheet.eaton.com/datasheet.php?model=400004&locale=en_GB
| DXG-KEY-HOLDER | Y7-730-32032-00P | 730-32032-00P | Taşınabilir Keypad için Pano Kapağına Montaj Aparatı (DG1, DM1 için) | Drive | 31.03 | 1 | https://datasheet.eaton.com/datasheet.php?model=730-32032-00P&locale=en_GB
| DXG-KEY-LCD | Y7-730-32047-00P | 730-32047-00P | Taşınabilir Keypad (DG1, DM1 için) | Drive | 91.4 | 1 | https://datasheet.eaton.com/datasheet.php?model=730-32047-00P&locale=en_GB
| DXG-CBL-1M0 | Y7-730-32034-00P | 730-32034-00P | Taşınabilir Keypad Kablosu - 1m (DG1, DM1 için) | Drive | 11.04 | 1 | https://datasheet.eaton.com/datasheet.php?model=730-32034-00P&locale=en_GB
| DXG-CBL-PCCABLE | Y7-730-32037-00P | 730-32037-00P | PC Haberleşme Kablosu, USB-RJ45 | Drive | 96.9 | 1 | https://datasheet.eaton.com/datasheet.php?model=730-32037-00P&locale=en_GB
1
| DA1-124D3FB-A20C | Y7-169078 | 169078 | Hız Kontrol Cihazı-Filtreli, Şok bobinli 0,75kW 4,3A Monofaze 230V (FS2) | Drive | 724 | 1 | https://datasheet.eaton.com/datasheet.php?model=169078&locale=en_GB
| DA1-127D0FB-A20C | Y7-169081 | 169081 | Hız Kontrol Cihazı-Filtreli, Şok bobinli 1,5kW 7A Monofaze 230V (FS2) | Drive | 818 | 1 | https://datasheet.eaton.com/datasheet.php?model=169081&locale=en_GB
| DA1-12011FB-A20C | Y7-169084 | 169084 | Hız Kontrol Cihazı-Filtreli, Şok bobinli 2,2kW 10,5A Monofaze 230V (FS2) | Drive | 885 | 1 | https://datasheet.eaton.com/datasheet.php?model=169084&locale=en_GB
| DA1-342D2FB-A20C | Y7-169117 | 169117 | Hız Kontrol Cihazı-Filtreli, Şok bobinli 0,75kW 2,2A Trifaze 400V (FS2) | Drive | 888 | 1 | https://datasheet.eaton.com/datasheet.php?model=169117&locale=en_GB
| DA1-344D1FB-A20C | Y7-169120 | 169120 | Hız Kontrol Cihazı-Filtreli, Şok bobinli 1,5kW 4,1A Trifaze 400V (FS2) | Drive | 994 | 1 | https://datasheet.eaton.com/datasheet.php?model=169120&locale=en_GB
| DA1-345D8FB-A20C | Y7-169051 | 169051 | Hız Kontrol Cihazı-Filtreli, Şok bobinli 2,2kW 5,8A Trifaze 400V (FS2) | Drive | 1017 | 1 | https://datasheet.eaton.com/datasheet.php?model=169051&locale=en_GB
| DA1-349D5FB-A20C | Y7-169054 | 169054 | Hız Kontrol Cihazı-Filtreli, Şok bobinli 4kW 9,5A Trifaze 400V (FS2) | Drive | 1225 | 1 | https://datasheet.eaton.com/datasheet.php?model=169054&locale=en_GB
| DA1-34014FB-A20C | Y7-169057 | 169057 | Hız Kontrol Cihazı-Filtreli, Şok bobinli 5,5kW 14A Trifaze 400V (FS3) | Drive | 1522 | 1 | https://datasheet.eaton.com/datasheet.php?model=169057&locale=en_GB
| DA1-34018FB-A20C | Y7-169060 | 169060 | Hız Kontrol Cihazı-Filtreli, Şok bobinli 7,5kW 18A Trifaze 400V (FS3) | Drive | 1680 | 1 | https://datasheet.eaton.com/datasheet.php?model=169060&locale=en_GB
| DA1-34024FB-A20C | Y7-169063 | 169063 | Hız Kontrol Cihazı-Filtreli, Şok bobinli 11kW 24A Trifaze 400V (FS3) | Drive | 1953 | 1 | https://datasheet.eaton.com/datasheet.php?model=169063&locale=en_GB
| DA1-34024FB-B55C | Y7-169390 | 169390 | Hız Kontrol Cihazı-Filtreli, OLED, Şok bobinli 11kW 24A Trifaze 400V (FS4) | Drive | 2592 | 1 | https://datasheet.eaton.com/datasheet.php?model=169390&locale=en_GB
| DA1-34030FB-B55C | Y7-169391 | 169391 | Hız Kontrol Cihazı-Filtreli, OLED, Şok bobinli 15kW 30A Trifaze 400V (FS4) | Drive | 2994 | 1 | https://datasheet.eaton.com/datasheet.php?model=169391&locale=en_GB
| DA1-34039FB-B55C | Y7-169392 | 169392 | Hız Kontrol Cihazı-Filtreli, OLED, Şok bobinli 18,5kW 39A Trifaze 400V (FS4) | Drive | 3399 | 1 | https://datasheet.eaton.com/datasheet.php?model=169392&locale=en_GB
| DA1-34046FB-B55C | Y7-169393 | 169393 | Hız Kontrol Cihazı-Filtreli, OLED, Şok bobinli 22kW 46A Trifaze 400V (FS4) | Drive | 3953 | 1 | https://datasheet.eaton.com/datasheet.php?model=169393&locale=en_GB
| DA1-34061FB-B55C | Y7-169394 | 169394 | Hız Kontrol Cihazı-Filtreli, OLED, Şok bobinli 30kW 61A Trifaze 400V (FS5) | Drive | 4343 | 1 | https://datasheet.eaton.com/datasheet.php?model=169394&locale=en_GB
| DA1-34072FB-B55C | Y7-169395 | 169395 | Hız Kontrol Cihazı-Filtreli, OLED, Şok bobinli 37kW 72A Trifaze 400V (FS5) | Drive | 5202 | 1 | https://datasheet.eaton.com/datasheet.php?model=169395&locale=en_GB
| DA1-34090FB-B55C | Y7-169397 | 169397 | Hız Kontrol Cihazı-Filtreli, OLED, Şok bobinli 45kW 90A Trifaze 400V (FS6) | Drive | 6582 | 1 | https://datasheet.eaton.com/datasheet.php?model=169397&locale=en_GB
| DA1-34110FB-B55C | Y7-169399 | 169399 | Hız Kontrol Cihazı-Filtreli, OLED, Şok bobinli 55kW 110A Trifaze 400V (FS6) | Drive | 7555 | 1 | https://datasheet.eaton.com/datasheet.php?model=169399&locale=en_GB
| DA1-34150FB-B55C | Y7-169401 | 169401 | Hız Kontrol Cihazı-Filtreli, OLED, Şok bobinli 75kW 150A Trifaze 400V (FS6) | Drive | 9163 | 1 | https://datasheet.eaton.com/datasheet.php?model=169401&locale=en_GB
| DA1-34180FB-B55C | Y7-169403 | 169403 | Hız Kontrol Cihazı-Filtreli, OLED, Şok bobinli 90kW 180A Trifaze 400V (FS6) | Drive | 11361 | 1 | https://datasheet.eaton.com/datasheet.php?model=169403&locale=en_GB
| DA1-34202FB-B55C | Y7-169405 | 169405 | Hız Kontrol Cihazı-Filtreli, OLED, Şok bobinli 110kW 202A Trifaze 400V (FS7) | Drive | 13154 | 1 | https://datasheet.eaton.com/datasheet.php?model=169405&locale=en_GB
| DA1-34240FB-B55C | Y7-169407 | 169407 | Hız Kontrol Cihazı-Filtreli, OLED, Şok bobinli 132kW 240A Trifaze 400V (FS7) | Drive | 16840 | 1 | https://datasheet.eaton.com/datasheet.php?model=169407&locale=en_GB
| DA1-34302FB-B55C | Y7-169217 | 169217 | Hız Kontrol Cihazı-Filtreli, OLED, Şok bobinli 160kW 302A Trifaze 400V (FS7) | Drive | 19068 | 1 | https://datasheet.eaton.com/datasheet.php?model=169217&locale=en_GB
| DXA-EXT-ENCOD | Y7-169035 | 169035 | Enkoder Kartı | Drive | 129.8 | 1 | https://datasheet.eaton.com/datasheet.php?model=169035&locale=en_GB
| DXA-EXT-3DI1RO | Y7-169036 | 169036 | I/O Kartı - 3DI,1RO (DA1 için) | Drive | 107.2 | 1 | https://datasheet.eaton.com/datasheet.php?model=169036&locale=en_GB
| DXA-EXT-3RO | Y7-169121 | 169121 | I/O Kartı - 3RO (DA1 için) | Drive | 107.2 | 1 | https://datasheet.eaton.com/datasheet.php?model=169121&locale=en_GB
| DX-NET-SWD1 | Y7-169129 | 169129 | Haberleşme Arayüzü - SmartWire-DT (DA1 için) | Drive | 206.4 | 1 | https://datasheet.eaton.com/datasheet.php?model=169129&locale=en_GB
| DX-NET-ETHERNET-2 | Y7-169122 | 169122 | Haberleşme Arayüzü - Ethernet 2 port (DA1 için) | Drive | 460.2 | 1 | https://datasheet.eaton.com/datasheet.php?model=169122&locale=en_GB
| DX-NET-PROFIBUS | Y7-169124 | 169124 | Haberleşme Arayüzü - Profibus DP (DA1 için) | Drive | 460.2 | 1 | https://datasheet.eaton.com/datasheet.php?model=169124&locale=en_GB
| DX-NET-PROFINET-2 | Y7-169125 | 169125 | Haberleşme Arayüzü - Profinet 2 port (DA1 için) | Drive | 460.2 | 1 | https://datasheet.eaton.com/datasheet.php?model=169125&locale=en_GB
| DX-NET-BACNETIP-2 | Y7-169128 | 169128 | Haberleşme Arayüzü - BACnet IP 2 port (DA1 için) | Drive | 460.2 | 1 | https://datasheet.eaton.com/datasheet.php?model=169128&locale=en_GB
| DX-KEY-LED2 | Y7-186946 | 186946 | Taşınabilir Keypad ve LED Ekran | Drive | 125.7 | 1 | https://datasheet.eaton.com/datasheet.php?model=186946&locale=en_GB
| DX-KEY-OLED | Y7-169133 | 169133 | Taşınabilir Keypad ve OLED Ekran | Drive | 372.1 | 1 | https://datasheet.eaton.com/datasheet.php?model=169133&locale=en_GB
| DX-COM-STICK2 | Y7-186947 | 186947 | Bluetooth Parametre Modülü | Drive | 203.8 | 1 | https://datasheet.eaton.com/datasheet.php?model=186947&locale=en_GB
| DX-CBL-PC-3M0 | Y7-744-A3036-00P | 171018 | PC Haberleşme Kablosu, USB | Drive | 165 | 1 | https://datasheet.eaton.com/datasheet.php?model=171018&locale=en_GB
| DX-SPL-RJ45-3SL | Y7-169141 | 169141 | Splitter RJ45 - 3 Soket | Drive | 28.5 | 1 | https://datasheet.eaton.com/datasheet.php?model=169141&locale=en_GB
| DX-SPL-RJ45-2SL1PL | Y7-169142 | 169142 | Splitter RJ45 - 2 Soket, 1 Fiş | Drive | 28.5 | 1 | https://datasheet.eaton.com/datasheet.php?model=169142&locale=en_GB
| DX-COM-SOFT | Y7-169136 | 169136 | DrivesConnect PLC Lisansı | Drive | 1428 | 1 | https://datasheet.eaton.com/datasheet.php?model=169136&locale=en_GB
| DX-LN1-006 | Y7-269490 | 269490 | Giriş Şok Bobini - Monofaze 5,8A | Drive | 48.31 | 1 | https://datasheet.eaton.com/datasheet.php?model=269490&locale=en_GB
| DX-LN1-009 | Y7-269495 | 269495 | Giriş Şok Bobini - Monofaze 8,6A | Drive | 65 | 1 | https://datasheet.eaton.com/datasheet.php?model=269495&locale=en_GB
| DX-LN1-013 | Y7-269496 | 269496 | Giriş Şok Bobini - Monofaze 13A | Drive | 69 | 1 | https://datasheet.eaton.com/datasheet.php?model=269496&locale=en_GB
| DX-LN1-018 | Y7-269497 | 269497 | Giriş Şok Bobini - Monofaze 18A | Drive | 72.5 | 1 | https://datasheet.eaton.com/datasheet.php?model=269497&locale=en_GB
| DX-LN1-024 | Y7-269498 | 269498 | Giriş Şok Bobini - Monofaze 24A | Drive | 72.3 | 1 | https://datasheet.eaton.com/datasheet.php?model=269498&locale=en_GB
| DX-LN1-032 | Y7-169791 | 169791 | Giriş Şok Bobini - Monofaze 32A | Drive | 157.8 | 1 | https://datasheet.eaton.com/datasheet.php?model=169791&locale=en_GB
| DX-LN3-004 | Y7-269500 | 269500 | Giriş Şok Bobini - Trifaze 3,9A | Drive | 92.3 | 1 | https://datasheet.eaton.com/datasheet.php?model=269500&locale=en_GB
| DX-LN3-006 | Y7-269501 | 269501 | Giriş Şok Bobini - Trifaze 6A | Drive | 104.8 | 1 | https://datasheet.eaton.com/datasheet.php?model=269501&locale=en_GB
| DX-LN3-010 | Y7-269502 | 269502 | Giriş Şok Bobini - Trifaze 10A | Drive | 120.7 | 1 | https://datasheet.eaton.com/datasheet.php?model=269502&locale=en_GB
| DX-LN3-016 | Y7-269503 | 269503 | Giriş Şok Bobini - Trifaze 16A | Drive | 149.3 | 1 | https://datasheet.eaton.com/datasheet.php?model=269503&locale=en_GB
| DX-LN3-025 | Y7-269504 | 269504 | Giriş Şok Bobini - Trifaze 25A | Drive | 197.2 | 1 | https://datasheet.eaton.com/datasheet.php?model=269504&locale=en_GB
| DX-LN3-040 | Y7-269505 | 269505 | Giriş Şok Bobini - Trifaze 40A | Drive | 198.5 | 1 | https://datasheet.eaton.com/datasheet.php?model=269505&locale=en_GB
| DX-LN3-050 | Y7-269506 | 269506 | Giriş Şok Bobini - Trifaze 50A | Drive | 269 | 1 | https://datasheet.eaton.com/datasheet.php?model=269506&locale=en_GB
| DX-LM3-005 | Y7-269538 | 269538 | Çıkış Şok Bobini - Trifaze 5A | Drive | 171.2 | 1 | https://datasheet.eaton.com/datasheet.php?model=269538&locale=en_GB
| DX-LM3-008 | Y7-269539 | 269539 | Çıkış Şok Bobini - Trifaze 8A | Drive | 193 | 1 | https://datasheet.eaton.com/datasheet.php?model=269539&locale=en_GB
| DX-LM3-011 | Y7-269541 | 269541 | Çıkış Şok Bobini - Trifaze 11A | Drive | 205.4 | 1 | https://datasheet.eaton.com/datasheet.php?model=269541&locale=en_GB
| DX-LM3-016 | Y7-269542 | 269542 | Çıkış Şok Bobini - Trifaze 16A | Drive | 209.5 | 1 | https://datasheet.eaton.com/datasheet.php?model=269542&locale=en_GB
| DX-LM3-035 | Y7-269543 | 269543 | Çıkış Şok Bobini - Trifaze 35A | Drive | 414.4 | 1 | https://datasheet.eaton.com/datasheet.php?model=269543&locale=en_GB
| DX-LM3-050 | Y7-269544 | 269544 | Çıkış Şok Bobini - Trifaze 50A | Drive | 463.6 | 1 | https://datasheet.eaton.com/datasheet.php?model=269544&locale=en_GB
| DX-LM3-063 | Y7-269545 | 269545 | Çıkış Şok Bobini - Trifaze 63A | Drive | 625 | 1 | https://datasheet.eaton.com/datasheet.php?model=269545&locale=en_GB
| DX-LM3-080 | Y7-269546 | 269546 | Çıkış Şok Bobini - Trifaze 80A | Drive | 735 | 1 | https://datasheet.eaton.com/datasheet.php?model=269546&locale=en_GB
| DX-LM3-100 | Y7-269547 | 269547 | Çıkış Şok Bobini - Trifaze 100A | Drive | 1299 | 1 | https://datasheet.eaton.com/datasheet.php?model=269547&locale=en_GB
| DX-LM3-150 | Y7-269548 | 269548 | Çıkış Şok Bobini - Trifaze 150A | Drive | 1590 | 1 | https://datasheet.eaton.com/datasheet.php?model=269548&locale=en_GB
| DX-LM3-180 | Y7-269549 | 269549 | Çıkış Şok Bobini - Trifaze 180A | Drive | 1878 | 1 | https://datasheet.eaton.com/datasheet.php?model=269549&locale=en_GB
| DX-LM3-220 | Y7-269560 | 269560 | Çıkış Şok Bobini - Trifaze 220A | Drive | 1800 | 1 | https://datasheet.eaton.com/datasheet.php?model=269560&locale=en_GB
| DX-LM3-260 | Y7-269561 | 269561 | Çıkış Şok Bobini - Trifaze 260A | Drive | 1898 | 1 | https://datasheet.eaton.com/datasheet.php?model=269561&locale=en_GB
| DX-BR047-3K1 | Y7-171908 | 171908 | Frenleme Direnci, 47 Ohm, 3,1 kW (DC1, DA1 için) | Drive | 953 | 1 | https://datasheet.eaton.com/datasheet.php?model=171908&locale=en_GB
| DX-BR047-5K1 | Y7-171925 | 171925 | Frenleme Direnci, 47 Ohm, 5,1 kW (DC1, DA1 için) | Drive | 1394 | 1 | https://datasheet.eaton.com/datasheet.php?model=171925&locale=en_GB
| DX-BR050-0K4 | Y7-171906 | 171906 | Frenleme Direnci, 50 Ohm, 0,4 kW (DC1, DA1 için) | Drive | 337.7 | 1 | https://datasheet.eaton.com/datasheet.php?model=171906&locale=en_GB
| DX-BR050-0K8 | Y7-171910 | 171910 | Frenleme Direnci, 50 Ohm, 0,8 kW (DC1, DA1 için) | Drive | 505 | 1 | https://datasheet.eaton.com/datasheet.php?model=171910&locale=en_GB
| DX-BR050-3K1 | Y7-171918 | 171918 | Frenleme Direnci, 50 Ohm, 3,1 kW (DC1, DA1 için) | Drive | 967 | 1 | https://datasheet.eaton.com/datasheet.php?model=171918&locale=en_GB
| DX-BR050-5K1 | Y7-171898 | 171898 | Frenleme Direnci, 50 Ohm, 5,1 kW (DC1, DA1 için) | Drive | 1395 | 1 | https://datasheet.eaton.com/datasheet.php?model=171898&locale=en_GB
| DX-BR075-1K1 | Y7-171917 | 171917 | Frenleme Direnci, 75 Ohm, 1,4 kW (DC1, DA1 için) | Drive | 751 | 1 | https://datasheet.eaton.com/datasheet.php?model=171917&locale=en_GB
| DX-BR075-5K1 | Y7-171897 | 171897 | Frenleme Direnci, 75 Ohm, 5,1 kW (DC1, DA1 için) | Drive | 1394 | 1 | https://datasheet.eaton.com/datasheet.php?model=171897&locale=en_GB
| DX-BR100-0K2 | Y7-171909 | 171909 | Frenleme Direnci, 100 Ohm, 0,2 kW (DC1, DA1 için) | Drive | 255.3 | 1 | https://datasheet.eaton.com/datasheet.php?model=171909&locale=en_GB
| DX-BR100-0K4 | Y7-171926 | 171926 | Frenleme Direnci, 100 Ohm, 0,4 kW (DC1, DA1 için) | Drive | 337.7 | 1 | https://datasheet.eaton.com/datasheet.php?model=171926&locale=en_GB
| DX-BR100-0K8 | Y7-171907 | 171907 | Frenleme Direnci, 100 Ohm, 0,8 kW (DC1, DA1 için) | Drive | 509 | 1 | https://datasheet.eaton.com/datasheet.php?model=171907&locale=en_GB
| DX-BR100-1K1 | Y7-171896 | 171896 | Frenleme Direnci, 100 Ohm, 1,4 kW (DC1, DA1 için) | Drive | 751 | 1 | https://datasheet.eaton.com/datasheet.php?model=171896&locale=en_GB
| DX-BR100-1K6 | Y7-171924 | 171924 | Frenleme Direnci, 100 Ohm, 1,6 kW (DC1, DA1 için) | Drive | 1044 | 1 | https://datasheet.eaton.com/datasheet.php?model=171924&locale=en_GB
| DX-BR150-0K5 | Y7-171916 | 171916 | Frenleme Direnci, 150 Ohm, 0,5 kW (DC1, DA1 için) | Drive | 487.7 | 1 | https://datasheet.eaton.com/datasheet.php?model=171916&locale=en_GB
| DX-BR150-1K1 | Y7-171895 | 171895 | Frenleme Direnci, 150 Ohm, 1,4 kW (DC1, DA1 için) | Drive | 751 | 1 | https://datasheet.eaton.com/datasheet.php?model=171895&locale=en_GB
| DX-BR200-0K4 | Y7-171915 | 171915 | Frenleme Direnci, 200 Ohm, 0,4 kW (DC1, DA1 için) | Drive | 348 | 1 | https://datasheet.eaton.com/datasheet.php?model=171915&locale=en_GB
| DX-BR200-0K8 | Y7-171894 | 171894 | Frenleme Direnci, 200 Ohm, 0,8 kW (DC1, DA1 için) | Drive | 509 | 1 | https://datasheet.eaton.com/datasheet.php?model=171894&locale=en_GB
| DX-BR400-0K4 | Y7-171914 | 171914 | Frenleme Direnci, 400 Ohm, 0,4 kW (DC1, DA1 için) | Drive | 348 | 1 | https://datasheet.eaton.com/datasheet.php?model=171914&locale=en_GB
| DX-BR006-5K1 | Y7-171913 | 171913 | Frenleme Direnci, 6 Ohm, 5,1 kW (DA1 için) | Drive | 1376 | 1 | https://datasheet.eaton.com/datasheet.php?model=171913&locale=en_GB
| DX-BR012-3K1 | Y7-171912 | 171912 | Frenleme Direnci, 12 Ohm, 3,1 kW (DA1 için) | Drive | 916 | 1 | https://datasheet.eaton.com/datasheet.php?model=171912&locale=en_GB
| DX-BR012-5K1 | Y7-171929 | 171929 | Frenleme Direnci, 12 Ohm, 5,1 kW (DA1 için) | Drive | 1394 | 1 | https://datasheet.eaton.com/datasheet.php?model=171929&locale=en_GB
| DX-BR022-1K4 | Y7-171911 | 171911 | Frenleme Direnci, 22 Ohm, 1,4 kW (DA1 için) | Drive | 720 | 1 | https://datasheet.eaton.com/datasheet.php?model=171911&locale=en_GB
| DX-BR022-3K1 | Y7-171928 | 171928 | Frenleme Direnci, 22 Ohm, 3,1 kW (DA1 için) | Drive | 949 | 1 | https://datasheet.eaton.com/datasheet.php?model=171928&locale=en_GB
| DX-BR022-5K1 | Y7-171920 | 171920 | Frenleme Direnci, 22 Ohm, 5,1 kW (DA1 için) | Drive | 1394 | 1 | https://datasheet.eaton.com/datasheet.php?model=171920&locale=en_GB
| DX-BR035-1K1 | Y7-171927 | 171927 | Frenleme Direnci, 35 Ohm, 1,1 kW (DA1 için) | Drive | 751 | 1 | https://datasheet.eaton.com/datasheet.php?model=171927&locale=en_GB
| DX-BR040-3K1 | Y7-171919 | 171919 | Frenleme Direnci, 40 Ohm, 3,1 kW (DA1 için) | Drive | 956 | 1 | https://datasheet.eaton.com/datasheet.php?model=171919&locale=en_GB
| DX-BR040-5K1 | Y7-171899 | 171899 | Frenleme Direnci, 40 Ohm, 5,1 kW (DA1 için) | Drive | 1394 | 1 | https://datasheet.eaton.com/datasheet.php?model=171899&locale=en_GB
| DG1-342D2EB-C20C | 9702-0200 | 9702-0200 | Hız Kontrol Cihazı-Filtreli, Frenleme Modüllü, 1,1kW 3,3A Trifaze 400V (FS0) | Drive | 959 | 1 | https://datasheet.eaton.com/datasheet.php?model=9702-0200&locale=en_GB
| DG1-343D3EB-C20C | 9702-0201 | 9702-0201 | Hız Kontrol Cihazı-Filtreli, Frenleme Modüllü, 1,5kW 4,3A Trifaze 400V (FS0) | Drive | 980 | 1 | https://datasheet.eaton.com/datasheet.php?model=9702-0201&locale=en_GB
| DG1-344D3EB-C20C | 9702-0202 | 9702-0202 | Hız Kontrol Cihazı-Filtreli, Frenleme Modüllü, 2,2kW 5,6A Trifaze 400V (FS0) | Drive | 998 | 1 | https://datasheet.eaton.com/datasheet.php?model=9702-0202&locale=en_GB
| DG1-345D6EB-C20C | 9702-0203 | 9702-0203 | Hız Kontrol Cihazı-Filtreli, Frenleme Modüllü, 3kW 7,6A Trifaze 400V (FS0) | Drive | 1020 | 1 | https://datasheet.eaton.com/datasheet.php?model=9702-0203&locale=en_GB
| DG1-342D2FB-C21C | Y7-9702-1002-00P | 9702-1002-00P | Hız Kontrol Cihazı-Filtreli, Frenleme Modüllü, 1,1kW 3,3A Trifaze 400V (FS1) | Drive | 1215 | 1 | https://datasheet.eaton.com/datasheet.php?model=9702-1002-00P&locale=en_GB
| DG1-343D3FB-C21C | Y7-9702-1004-00P | 9702-1004-00P | Hız Kontrol Cihazı-Filtreli, Frenleme Modüllü, 1,5kW 4,3A Trifaze 400V (FS1) | Drive | 1226 | 1 | https://datasheet.eaton.com/datasheet.php?model=9702-1004-00P&locale=en_GB
| DG1-344D3FB-C21C | Y7-9702-1006-00P | 9702-1006-00P | Hız Kontrol Cihazı-Filtreli, Frenleme Modüllü, 2,2kW 5,6A Trifaze 400V (FS1) | Drive | 1239 | 1 | https://datasheet.eaton.com/datasheet.php?model=9702-1006-00P&locale=en_GB
| DG1-345D6FB-C21C | Y7-9702-1008-00P | 9702-1008-00P | Hız Kontrol Cihazı-Filtreli, Frenleme Modüllü, 3kW 7,6A Trifaze 400V (FS1) | Drive | 1252 | 1 | https://datasheet.eaton.com/datasheet.php?model=9702-1008-00P&locale=en_GB
| DG1-347D6FB-C21C | Y7-9702-1001-00P | 9702-1001-00P | Hız Kontrol Cihazı-Filtreli, Frenleme Modüllü, 4kW 9A Trifaze 400V (FS1) | Drive | 1298 | 1 | https://datasheet.eaton.com/datasheet.php?model=9702-1001-00P&locale=en_GB
| DG1-349D0FB-C21C | Y7-9702-1011-00P | 9702-1011-00P | Hız Kontrol Cihazı-Filtreli, Frenleme Modüllü, 5,5kW 12A Trifaze 400V (FS1) | Drive | 1474 | 1 | https://datasheet.eaton.com/datasheet.php?model=9702-1011-00P&locale=en_GB
| DG1-34012FB-C21C | Y7-9702-2002-00P | 9702-2002-00P | Hız Kontrol Cihazı-Filtreli, Frenleme Modüllü, 7,5kW 16A Trifaze 400V (FS2) | Drive | 1630 | 1 | https://datasheet.eaton.com/datasheet.php?model=9702-2002-00P&locale=en_GB
| DG1-34016FB-C21C | Y7-9702-2004-00P | 9702-2004-00P | Hız Kontrol Cihazı-Filtreli, Frenleme Modüllü, 11kW 23A Trifaze 400V (FS2) | Drive | 1894 | 1 | https://datasheet.eaton.com/datasheet.php?model=9702-2004-00P&locale=en_GB
| DG1-34023FB-C21C | Y7-9702-2001-00P | 9702-2001-00P | Hız Kontrol Cihazı-Filtreli, Frenleme Modüllü, 15kW 31A Trifaze 400V (FS2) | Drive | 2409 | 1 | https://datasheet.eaton.com/datasheet.php?model=9702-2001-00P&locale=en_GB
| DG1-34031FB-C21C | Y7-9702-3002-00P | 9702-3002-00P | Hız Kontrol Cihazı-Filtreli, Frenleme Modüllü, 18,5kW 38A Trifaze 400V (FS3) | Drive | 2792 | 1 | https://datasheet.eaton.com/datasheet.php?model=9702-3002-00P&locale=en_GB
| DG1-34038FB-C21C | Y7-9702-3004-00P | 9702-3004-00P | Hız Kontrol Cihazı-Filtreli, Frenleme Modüllü, 22kW 46A Trifaze 400V (FS3) | Drive | 2954 | 1 | https://datasheet.eaton.com/datasheet.php?model=9702-3004-00P&locale=en_GB
| DG1-34046FB-C21C | Y7-9702-3001-00P | 9702-3001-00P | Hız Kontrol Cihazı-Filtreli, Frenleme Modüllü, 30kW 61A Trifaze 400V (FS3) | Drive | 3259 | 1 | https://datasheet.eaton.com/datasheet.php?model=9702-3001-00P&locale=en_GB
| DG1-34061FB-C21C | Y7-9702-4002-00P | 9702-4002-00P | Hız Kontrol Cihazı-Filtreli, Frenleme Modüllü, 37kW 72A Trifaze 400V (FS4) | Drive | 4217 | 1 | https://datasheet.eaton.com/datasheet.php?model=9702-4002-00P&locale=en_GB
| DG1-34072FB-C21C | Y7-9702-4006-00P | 9702-4006-00P | Hız Kontrol Cihazı-Filtreli, Frenleme Modüllü, 45kW 87A Trifaze 400V (FS4) | Drive | 5135 | 1 | https://datasheet.eaton.com/datasheet.php?model=9702-4006-00P&locale=en_GB
| DG1-34087FB-C21C | Y7-9702-4010-00P | 9702-4010-00P | Hız Kontrol Cihazı-Filtreli, Frenleme Modüllü, 55kW 105A Trifaze 400V (FS4) | Drive | 5847 | 1 | https://datasheet.eaton.com/datasheet.php?model=9702-4010-00P&locale=en_GB
| DG1-34105FB-C21C | Y7-9702-5002-00P | 9702-5002-00P | Hız Kontrol Cihazı-Filtreli, Frenleme Modüllü, 75kW 140A Trifaze 400V (FS5) | Drive | 7111 | 1 | https://datasheet.eaton.com/datasheet.php?model=9702-5002-00P&locale=en_GB
| DG1-34140FB-C21C | Y7-9702-5006-00P | 9702-5006-00P | Hız Kontrol Cihazı-Filtreli, Frenleme Modüllü, 90kW 170A Trifaze 400V (FS5) | Drive | 7593 | 1 | https://datasheet.eaton.com/datasheet.php?model=9702-5006-00P&locale=en_GB
| DG1-34170FB-C21C | Y7-9702-5010-00P | 9702-5010-00P | Hız Kontrol Cihazı-Filtreli, Frenleme Modüllü, 110kW 205A Trifaze 400V (FS5) | Drive | 8459 | 1 | https://datasheet.eaton.com/datasheet.php?model=9702-5010-00P&locale=en_GB
| DG1-34205FB-C21C | Y7-9702-6001-00P | 9702-6001-00P | Hız Kontrol Cihazı-Filtreli, Frenleme Modüllü, 132kW 261A Trifaze 400V (FS6) | Drive | 13131 | 1 | https://datasheet.eaton.com/datasheet.php?model=9702-6001-00P&locale=en_GB
| DG1-34245FB-C21C | Y7-9702-6005-00P | 9702-6005-00P | Hız Kontrol Cihazı-Filtreli, Frenleme Modüllü, 160kW 310A Trifaze 400V (FS6) | Drive | 13950 | 1 | https://datasheet.eaton.com/datasheet.php?model=9702-6005-00P&locale=en_GB
| DG1-34061FN-C21C | Y7-9702-4004-00P | 9702-4004-00P | Hız Kontrol Cihazı-Filtreli, 37kW 72A Trifaze 400V (FS4) | Drive | 4071 | 1 | https://datasheet.eaton.com/datasheet.php?model=9702-4004-00P&locale=en_GB
| DG1-34072FN-C21C | Y7-9702-4008-00P | 9702-4008-00P | Hız Kontrol Cihazı-Filtreli, 45kW 87A Trifaze 400V (FS4) | Drive | 4987 | 1 | https://datasheet.eaton.com/datasheet.php?model=9702-4008-00P&locale=en_GB
| DG1-34087FN-C21C | Y7-9702-4001-00P | 9702-4001-00P | Hız Kontrol Cihazı-Filtreli, 55kW 105A Trifaze 400V (FS4) | Drive | 5701 | 1 | https://datasheet.eaton.com/datasheet.php?model=9702-4001-00P&locale=en_GB
| DG1-34105FN-C21C | Y7-9702-5004-00P | 9702-5004-00P | Hız Kontrol Cihazı-Filtreli, 75kW 140A Trifaze 400V (FS5) | Drive | 6619 | 1 | https://datasheet.eaton.com/datasheet.php?model=9702-5004-00P&locale=en_GB
| DG1-34140FN-C21C | Y7-9702-5008-00P | 9702-5008-00P | Hız Kontrol Cihazı-Filtreli, 90kW 170A Trifaze 400V (FS5) | Drive | 8307 | 1 | https://datasheet.eaton.com/datasheet.php?model=9702-5008-00P&locale=en_GB
| DG1-34170FN-C21C | Y7-9702-5001-00P | 9702-5001-00P | Hız Kontrol Cihazı-Filtreli, 110kW 205A Trifaze 400V (FS5) | Drive | 8910 | 1 | https://datasheet.eaton.com/datasheet.php?model=9702-5001-00P&locale=en_GB
| DG1-34205FN-C21C | Y7-9702-6003-00P | 9702-6003-00P | Hız Kontrol Cihazı-Filtreli, 132kW 261A Trifaze 400V (FS6) | Drive | 12881 | 1 | https://datasheet.eaton.com/datasheet.php?model=9702-6003-00P&locale=en_GB
| DG1-34245FN-C21C | Y7-9702-6007-00P | 9702-6007-00P | Hız Kontrol Cihazı-Filtreli, 160kW 310A Trifaze 400V (FS6) | Drive | 13674 | 1 | https://datasheet.eaton.com/datasheet.php?model=9702-6007-00P&locale=en_GB
| DXG-NET-PROFIBUS | Y7-744-A2617-00P | 744-A2617-00P | Haberleşme Arayüzü - Profibus DP (DG1 için) | Drive | 249.6 | 1 | https://datasheet.eaton.com/datasheet.php?model=744-A2617-00P&locale=en_GB
| DXG-MNT-PROFIBUS | Y7-744-A2618-00P | 744-A2618-00P | Haberleşme Arayüzü - Profibus DP - DB9 Tip Konnektör (DG1 için) | Drive | 16.61 | 1 | https://datasheet.eaton.com/datasheet.php?model=744-A2618-00P&locale=en_GB
| DXG-NET-CANOPEN | Y7-744-F0116-00P | 744-F0116-00P | Haberleşme Arayüzü - CANopen | Drive | 103.8 | 1 | https://datasheet.eaton.com/datasheet.php?model=744-F0116-00P&locale=en_GB
| DXG-NET-DEVICENET | Y7-744-F0117-00P | 744-F0117-00P | Haberleşme Arayüzü - Device Net | Drive | 103.8 | 1 | https://datasheet.eaton.com/datasheet.php?model=744-F0117-00P&locale=en_GB
| DXG-EXT-THER1 | Y7-744-A2615-00P | 744-A2615-00P | I/O Kartı - 3xPT100 Giriş (DG1 için) | Drive | 152 | 1 | https://datasheet.eaton.com/datasheet.php?model=744-A2615-00P&locale=en_GB
| DXG-EXT-3RO | Y7-744-A2614-00P | 744-A2614-00P | I/O Kartı - 3RO (DG1 için) | Drive | 97.5 | 1 | https://datasheet.eaton.com/datasheet.php?model=744-A2614-00P&locale=en_GB
| DXG-EXT-3DI3DO1T | Y7-744-A2612-00P | 744-A2612-00P | I/O Kartı - 3DI,3DO,1 Termistör (DG1 için) | Drive | 136.2 | 1 | https://datasheet.eaton.com/datasheet.php?model=744-A2612-00P&locale=en_GB
| DXG-EXT-1AI2AO | Y7-744-A2613-00P | 744-A2613-00P | I/O Kartı - 1AI,2AO (DG1 için) | Drive | 173.9 | 1 | https://datasheet.eaton.com/datasheet.php?model=744-A2613-00P&locale=en_GB
| DXG-EXT-6DI | Y7-744-A2616-00P | 744-A2616-00P | I/O Kartı - 6DI-240VAC (DG1 için) | Drive | 100.9 | 1 | https://datasheet.eaton.com/datasheet.php?model=744-A2616-00P&locale=en_GB
| DXG-KEY-HOLDER | Y7-730-32032-00P | 730-32032-00P | Taşınabilir Keypad için Pano Kapağına Montaj Aparatı (DG1, DM1 için) | Drive | 31.03 | 1 | https://datasheet.eaton.com/datasheet.php?model=730-32032-00P&locale=en_GB
| DXG-KEY-RMTKIT | Y7-730-32033-00P | 730-32033-00P | Taşınabilir Keypad Montaj Kiti (3m kablo dahil) | Drive | 41.79 | 1 | https://datasheet.eaton.com/datasheet.php?model=730-32033-00P&locale=en_GB
| DXG-KEY-N12PLUG | Y7-730-32038-00P | 730-32038-00P | IP54 Cihazların Boş Keypad Yuvası için Koruma Kapağı | Drive | 6.36 | 1 | https://datasheet.eaton.com/datasheet.php?model=730-32038-00P&locale=en_GB
| DXG-KEY-LCD | Y7-730-32047-00P | 730-32047-00P | Taşınabilir Keypad (DG1, DM1 için) | Drive | 91.4 | 1 | https://datasheet.eaton.com/datasheet.php?model=730-32047-00P&locale=en_GB
| DXG-CBL-1M0 | Y7-730-32034-00P | 730-32034-00P | Taşınabilir Keypad Kablosu - 1m (DG1, DM1 için) | Drive | 11.04 | 1 | https://datasheet.eaton.com/datasheet.php?model=730-32034-00P&locale=en_GB
| DXG-CBL-3M0 | Y7-730-32035-00P | 730-32035-00P | Taşınabilir Keypad Kablosu - 3m (DG1, DM1 için) | Drive | 15.06 | 1 | https://datasheet.eaton.com/datasheet.php?model=730-32035-00P&locale=en_GB
| DXG-CBL-PCCABLE | Y7-730-32037-00P | 730-32037-00P | PC Haberleşme Kablosu, USB-RJ45 | Drive | 96.9 | 1 | https://datasheet.eaton.com/datasheet.php?model=730-32037-00P&locale=en_GB
| DXG-ACC-RTBATT | Y7-730-32039-00P | 730-32039-00P | Gerçek Zaman Saati için Pil | Drive | 15.35 | 1 | https://datasheet.eaton.com/datasheet.php?model=730-32039-00P&locale=en_GB
| SPX001A1-4A1B1 | Y7-125203 | 125203 | Hız Kontrol Cihazı-Vektör 0,75kW 2,2A 400V | Drive | 1722 | 1 | https://datasheet.eaton.com/datasheet.php?model=125203&locale=en_GB
| SPXF15A1-4A1B1 | Y7-125675 | 125675 | Hız Kontrol Cihazı-Vektör 1,1kW 3,3A 400V | Drive | 1761 | 1 | https://datasheet.eaton.com/datasheet.php?model=125675&locale=en_GB
| SPX002A1-4A1B1 | Y7-125657 | 125657 | Hız Kontrol Cihazı-Vektör 1,5kW 4,3A 400V | Drive | 1807 | 1 | https://datasheet.eaton.com/datasheet.php?model=125657&locale=en_GB
| SPX003A1-4A1B1 | Y7-125658 | 125658 | Hız Kontrol Cihazı-Vektör 2,2kW 5,6A 400V | Drive | 1878 | 1 | https://datasheet.eaton.com/datasheet.php?model=125658&locale=en_GB
| SPX005A1-4A1B1 | Y7-125659 | 125659 | Hız Kontrol Cihazı-Vektör 3kW 7,6A 400V | Drive | 1954 | 1 | https://datasheet.eaton.com/datasheet.php?model=125659&locale=en_GB
| SPX006A1-4A1B1 | Y7-125249 | 125249 | Hız Kontrol Cihazı-Vektör 4kW 9A 400V | Drive | 2136 | 1 | https://datasheet.eaton.com/datasheet.php?model=125249&locale=en_GB
| SPX007A1-4A1B1 | Y7-125660 | 125660 | Hız Kontrol Cihazı-Vektör 5,5kW 12A 400V | Drive | 2491 | 1 | https://datasheet.eaton.com/datasheet.php?model=125660&locale=en_GB
| SPX010A1-4A1B1 | Y7-125661 | 125661 | Hız Kontrol Cihazı-Vektör 7,5kW 16A 400V | Drive | 2979 | 1 | https://datasheet.eaton.com/datasheet.php?model=125661&locale=en_GB
| SPX015A1-4A1B1 | Y7-125663 | 125663 | Hız Kontrol Cihazı-Vektör 11kW 23A 400V | Drive | 3513 | 1 | https://datasheet.eaton.com/datasheet.php?model=125663&locale=en_GB
| SPX020A1-4A1B1 | Y7-125665 | 125665 | Hız Kontrol Cihazı-Vektör 15kW 31A 400V | Drive | 4249 | 1 | https://datasheet.eaton.com/datasheet.php?model=125665&locale=en_GB
| SPX025A1-4A1B1 | Y7-125666 | 125666 | Hız Kontrol Cihazı-Vektör 18,5kW 38A 400V | Drive | 4767 | 1 | https://datasheet.eaton.com/datasheet.php?model=125666&locale=en_GB
| SPX030A1-4A1B1 | Y7-125667 | 125667 | Hız Kontrol Cihazı-Vektör 22kW 46A 400V | Drive | 5448 | 1 | https://datasheet.eaton.com/datasheet.php?model=125667&locale=en_GB
| SPX040A1-4A1N1 | Y7-125319 | 125319 | Hız Kontrol Cihazı-Vektör 30kW 61A 400V | Drive | 6649 | 1 | https://datasheet.eaton.com/datasheet.php?model=125319&locale=en_GB
| SPX050A1-4A1N1 | Y7-125331 | 125331 | Hız Kontrol Cihazı-Vektör 37kW 72A 400V | Drive | 7976 | 1 | https://datasheet.eaton.com/datasheet.php?model=125331&locale=en_GB
| SPX060A1-4A1N1 | Y7-125668 | 125668 | Hız Kontrol Cihazı-Vektör 45kW 87A 400V | Drive | 9137 | 1 | https://datasheet.eaton.com/datasheet.php?model=125668&locale=en_GB
| SPX075A1-4A1N1 | Y7-125354 | 125354 | Hız Kontrol Cihazı-Vektör 55kW 105A 400V | Drive | 10761 | 1 | https://datasheet.eaton.com/datasheet.php?model=125354&locale=en_GB
| SPX100A1-4A1N1 | Y7-125365 | 125365 | Hız Kontrol Cihazı-Vektör 75kW 140A 400V | Drive | 12552 | 1 | https://datasheet.eaton.com/datasheet.php?model=125365&locale=en_GB
| SPX125A1-4A1N1 | Y7-125669 | 125669 | Hız Kontrol Cihazı-Vektör 90kW 170A 400V | Drive | 14896 | 1 | https://datasheet.eaton.com/datasheet.php?model=125669&locale=en_GB
| SPX150A1-4A1N1 | Y7-125381 | 125381 | Hız Kontrol Cihazı-Vektör 110kW 205A 400V | Drive | 17903 | 1 | https://datasheet.eaton.com/datasheet.php?model=125381&locale=en_GB
| SPX200A1-4A1N1 | Y7-125670 | 125670 | Hız Kontrol Cihazı-Vektör 132kW 261A 400V | Drive | 20675 | 1 | https://datasheet.eaton.com/datasheet.php?model=125670&locale=en_GB
| SPX250A0-4A2N1 | Y7-125402 | 125402 | Hız Kontrol Cihazı-Vektör 160kW 300A 400V | Drive | 27015 | 1 | https://datasheet.eaton.com/datasheet.php?model=125402&locale=en_GB
| SPX300A0-4A2N1 | Y7-125412 | 125412 | Hız Kontrol Cihazı-Vektör 200 kW 385A 400V | Drive | 30421 | 1 | https://datasheet.eaton.com/datasheet.php?model=125412&locale=en_GB
| SPX350A0-4A2N1 | Y7-125711 | 125711 | Hız Kontrol Cihazı-Vektör 250 kW 460A 400V | Drive | 33826 | 1 | https://datasheet.eaton.com/datasheet.php?model=125711&locale=en_GB
| SPX500A0-4A2N1 | Y7-125440 | 125440 | Hız Kontrol Cihazı-Vektör 315 kW 590A 400V | Drive | 56960 | 1 | https://datasheet.eaton.com/datasheet.php?model=125440&locale=en_GB
| SPX550A0-4A2N1 | Y7-125674 | 125674 | Hız Kontrol Cihazı-Vektör 355 kW 650A 400V | Drive | 62639 | 1 | https://datasheet.eaton.com/datasheet.php?model=125674&locale=en_GB
| OPTB2 | Y7-125060 | 125060 | I/O Kartı - 2RO,1 Thermistor (SLX, SVX, SPX için) | Drive | 204.8 | 1 | https://datasheet.eaton.com/datasheet.php?model=125060&locale=en_GB
| OPTB5 | Y7-125062 | 125062 | I/O Kartı - 3RO (SLX, SVX, SPX için) | Drive | 232.2 | 1 | https://datasheet.eaton.com/datasheet.php?model=125062&locale=en_GB
| OPTB4 | Y7-125061 | 125061 | I/O Kartı - 1AI,2AO (SLX, SVX, SPX için) | Drive | 313.3 | 1 | https://datasheet.eaton.com/datasheet.php?model=125061&locale=en_GB
| OPTB1 | Y7-125059 | 125059 | I/O Kartı - 6DI (SVX, SPX için) | Drive | 180.3 | 1 | https://datasheet.eaton.com/datasheet.php?model=125059&locale=en_GB
| OPTA9 | Y7-125055 | 125055 | I/O Kartı - 6DI,1DO,2AI,1AO (SVX, SPX için) | Drive | 236.9 | 1 | https://datasheet.eaton.com/datasheet.php?model=125055&locale=en_GB
| OPTB9 | Y7-125064 | 125064 | I/O Kartı - 1RO,5DI (SVX, SPX için) | Drive | 281.6 | 1 | https://datasheet.eaton.com/datasheet.php?model=125064&locale=en_GB
| OPTA2 | Y7-125049 | 125049 | I/O Kartı - 2RO (SVX, SPX için) | Drive | 84.5 | 1 | https://datasheet.eaton.com/datasheet.php?model=125049&locale=en_GB
| OPTB8 | Y7-125063 | 125063 | I/O Kartı - 3Pt100 (SVX, SPX için) | Drive | 542 | 1 | https://datasheet.eaton.com/datasheet.php?model=125063&locale=en_GB
| OPTA8 | Y7-125054 | 125054 | I/O Kartı - 6DI,1DO,2AI,1AO (SPX için) | Drive | 307.2 | 1 | https://datasheet.eaton.com/datasheet.php?model=125054&locale=en_GB
| OPTA3 | Y7-125050 | 125050 | I/O Kartı - 2RO, 1 Thermistor (SPX için) | Drive | 118.3 | 1 | https://datasheet.eaton.com/datasheet.php?model=125050&locale=en_GB
| OPTA4 | Y7-125051 | 125051 | I/O Kartı - DI(Encoder RS422) (SPX için) | Drive | 301.1 | 1 | https://datasheet.eaton.com/datasheet.php?model=125051&locale=en_GB
| OPTA5 | Y7-125052 | 125052 | I/O Kartı - DI(Encoder 10...24V) (SPX için) | Drive | 169.7 | 1 | https://datasheet.eaton.com/datasheet.php?model=125052&locale=en_GB
| OPTAE | Y7-125057 | 125057 | I/O Kartı - 3DI(Encoder 10...24V),2DO (SPX için) | Drive | 753 | 1 | https://datasheet.eaton.com/datasheet.php?model=125057&locale=en_GB
| OPTA7 | Y7-125053 | 125053 | I/O Kartı - Double encoder, 6DI, 2DO (SPX için) | Drive | 838 | 1 | https://datasheet.eaton.com/datasheet.php?model=125053&locale=en_GB
| OPTBB | Y7-125065 | 125065 | I/O Kartı - SPI, Absolute encoder (SPX için) | Drive | 359.6 | 1 | https://datasheet.eaton.com/datasheet.php?model=125065&locale=en_GB
| OPTC2 | Y7-125067 | 125067 | Haberleşme Kartı - RS485 (Modbus/N2) | Drive | 258.4 | 1 | https://datasheet.eaton.com/datasheet.php?model=125067&locale=en_GB
| OPTC3 | Y7-125068 | 125068 | Haberleşme Kartı - Profibus DP | Drive | 363.3 | 1 | https://datasheet.eaton.com/datasheet.php?model=125068&locale=en_GB
| OPTC4 | Y7-125069 | 125069 | Haberleşme Kartı - LonWorks | Drive | 550 | 1 | https://datasheet.eaton.com/datasheet.php?model=125069&locale=en_GB
| OPTC5 | Y7-125070 | 125070 | Haberleşme Kartı - Profibus DP (D9 type connector) | Drive | 485.2 | 1 | https://datasheet.eaton.com/datasheet.php?model=125070&locale=en_GB
| OPTC7 | Y7-125071 | 125071 | Haberleşme Kartı - DeviceNet | Drive | 485.2 | 1 | https://datasheet.eaton.com/datasheet.php?model=125071&locale=en_GB
| OPTC8 | Y7-125072 | 125072 | Haberleşme Kartı - RS485 (D9 type connector, Modbus/RS485) | Drive | 301.1 | 1 | https://datasheet.eaton.com/datasheet.php?model=125072&locale=en_GB
| OPTCI | Y7-125075 | 125075 | Haberleşme Kartı - MODBUS / TCP | Drive | 605 | 1 | https://datasheet.eaton.com/datasheet.php?model=125075&locale=en_GB
| OPTCJ | Y7-125076 | 125076 | Haberleşme Kartı - BACnet (RS-485) | Drive | 213.9 | 1 | https://datasheet.eaton.com/datasheet.php?model=125076&locale=en_GB
Programlanabilir Kontrol Röleleri ve Grafik Ekranları
| EASY-E4-DC-12TC1 | Y7-197213 | 197213 | Easy-E4 Röle-Ekranlı, 24VDC 8DI / 4DO(T) | Easy | 209.3 | 1 | https://datasheet.eaton.com/datasheet.php?model=197213&locale=en_GB
| EASY-E4-UC-12RC1 | Y7-197211 | 197211 | Easy-E4 Röle-Ekranlı, 12VDC, 24VAC/DC 8DI / 4DO(R) | Easy | 209.8 | 1 | https://datasheet.eaton.com/datasheet.php?model=197211&locale=en_GB
| EASY-E4-AC-12RC1 | Y7-197215 | 197215 | Easy-E4 Röle-Ekranlı, 100-240VAC, 110-220VDC 8DI / 4DO(R) | Easy | 217.4 | 1 | https://datasheet.eaton.com/datasheet.php?model=197215&locale=en_GB
| EASY-E4-DC-12TCX1 | Y7-197214 | 197214 | Easy-E4 Röle-Ekransız, 24VDC 8DI / 4DO(T) | Easy | 173.7 | 1 | https://datasheet.eaton.com/datasheet.php?model=197214&locale=en_GB
| EASY-E4-UC-12RCX1 | Y7-197212 | 197212 | Easy-E4 Röle-Ekransız, 12VDC, 24VAC/DC 8DI / 4DO(R) | Easy | 174.2 | 1 | https://datasheet.eaton.com/datasheet.php?model=197212&locale=en_GB
| EASY-E4-AC-12RCX1 | Y7-197216 | 197216 | Easy-E4 Röle-Ekransız, 100-240VAC, 110-220VDC 8DI / 4DO(R) | Easy | 182 | 1 | https://datasheet.eaton.com/datasheet.php?model=197216&locale=en_GB
| EASY-E4-DC-8TE1 | Y7-197219 | 197219 | Easy-E4 Genişleme Modülü, 24VDC 4DI / 4DO(T) | Easy | 76.1 | 1 | https://datasheet.eaton.com/datasheet.php?model=197219&locale=en_GB
| EASY-E4-DC-16TE1 | Y7-197220 | 197220 | Easy-E4 Genişleme Modülü, 24VDC 8DI / 8DO(T) | Easy | 105 | 1 | https://datasheet.eaton.com/datasheet.php?model=197220&locale=en_GB
| EASY-E4-UC-8RE1 | Y7-197217 | 197217 | Easy-E4 Genişleme Modülü, 12VDC, 24VAC/DC 4DI / 4DO(R) | Easy | 87.6 | 1 | https://datasheet.eaton.com/datasheet.php?model=197217&locale=en_GB
| EASY-E4-UC-16RE1 | Y7-197218 | 197218 | Easy-E4 Genişleme Modülü, 12VDC, 24VAC/DC 8DI / 8DO(R) | Easy | 113.7 | 1 | https://datasheet.eaton.com/datasheet.php?model=197218&locale=en_GB
| EASY-E4-AC-8RE1 | Y7-197221 | 197221 | Easy-E4 Genişleme Modülü, 100-240VAC, 110-220VDC 4DI / 4DO(R) | Easy | 96.7 | 1 | https://datasheet.eaton.com/datasheet.php?model=197221&locale=en_GB
| EASY-E4-AC-16RE1 | Y7-197222 | 197222 | Easy-E4 Genişleme Modülü, 100-240VAC, 110-220VDC 8DI / 8DO(R) | Easy | 119.4 | 1 | https://datasheet.eaton.com/datasheet.php?model=197222&locale=en_GB
| EASY-E4-DC-6AE1 | Y7-197223 | 197223 | Easy-E4 Genişleme Modülü, 24VDC 4AI / 2AO | Easy | 134.1 | 1 | https://datasheet.eaton.com/datasheet.php?model=197223&locale=en_GB
| EASY-E4-DC-4PE1 | Y7-197224 | 197224 | Easy-E4 Genişleme Modülü, 24VDC 4AI (PT100 / PT1000 / Ni1000) | Easy | 89 | 1 | https://datasheet.eaton.com/datasheet.php?model=197224&locale=en_GB
| MEMORY-SDU-A1 | Y7-191087 | 191087 | Micro SD Hafıza Kartı, 2GB | Easy | 118.4 | 1 | https://datasheet.eaton.com/datasheet.php?model=191087&locale=en_GB
| EASYSOFT-SWLIC | Y7-197226 | 197226 | easySoft Yazılım Lisansı | Easy | 84 | 1 | https://datasheet.eaton.com/datasheet.php?model=197226&locale=en_GB
| EASY-RTD-DC-43-03B1-00 | Y7-199740 | 199740 | Easy-E4 Aksesuar: Dokunmatik Ekran (24VDC, 4,3", TFT, Ethernet) | Easy | 477.4 | 1 | https://datasheet.eaton.com/datasheet.php?model=199740&locale=en_GB
| XV-102-A0-35TQRB-1E4 | Y7-198513 | 198513 | Easy-E4 Aksesuar: Dokunmatik Ekran (24VDC, 3,5", TFT, Ethernet) | Easy | 495.1 | 1 | https://datasheet.eaton.com/datasheet.php?model=198513&locale=en_GB
| XV-102-A3-57TVRB-1E4 | Y7-199734 | 199734 | Easy-E4 Aksesuar: Dokunmatik Ekran (24VDC, 5,7", TFT, Ethernet) | Easy | 797 | 1 | https://datasheet.eaton.com/datasheet.php?model=199734&locale=en_GB
SmartWire-DT
| EU5C-SWD-DP | Y7-116308 | 116308 | Gateway Profibus DP | SWDT | 312.6 | 1 | https://datasheet.eaton.com/datasheet.php?model=116308&locale=en_GB
| EU5C-SWD-PROFINET | Y7-170124 | 170124 | Gateway Profinet | SWDT | 744 | 1 | https://datasheet.eaton.com/datasheet.php?model=170124&locale=en_GB
| EU5C-SWD-CAN | Y7-116307 | 116307 | Gateway CANopen | SWDT | 306.8 | 1 | https://datasheet.eaton.com/datasheet.php?model=116307&locale=en_GB
| EU5C-SWD-EIP-MODTCP | Y7-153163 | 153163 | Gateway Ethernet IP / Modbus TCP | SWDT | 554 | 1 | https://datasheet.eaton.com/datasheet.php?model=153163&locale=en_GB
| EU5C-SWD-ETHERCAT | Y7-177354 | 177354 | Gateway Ethercat | SWDT | 744 | 1 | https://datasheet.eaton.com/datasheet.php?model=177354&locale=en_GB
| EU5C-SWD-POWERLINK | Y7-171797 | 171797 | Gateway Powerlink | SWDT | 744 | 1 | https://datasheet.eaton.com/datasheet.php?model=171797&locale=en_GB
| EU5C-SWD-SERCOS | Y7-184982 | 184982 | Gateway Sercos | SWDT | 744 | 1 | https://datasheet.eaton.com/datasheet.php?model=184982&locale=en_GB
| EU4A-RJ45-USB-CAB1 | Y7-115735 | 115735 | Programlama/Haberleşme Kablosu - USB (Easy802/806, EU5C için) | AUT | 153 | 1 | https://datasheet.eaton.com/datasheet.php?model=115735&locale=en_GB
| EU5E-SWD-8DX | Y7-116381 | 116381 | I/O Modülü - 8 DI | SWDT | 111.2 | 1 | https://datasheet.eaton.com/datasheet.php?model=116381&locale=en_GB
| EU5E-SWD-4D4D | Y7-116382 | 116382 | I/O Modülü - 4 DI / 4 DO (0,5A) | SWDT | 111.2 | 1 | https://datasheet.eaton.com/datasheet.php?model=116382&locale=en_GB
| EU5E-SWD-4D2R | Y7-116383 | 116383 | I/O Modülü - 4 DI / 2 RO (6A) | SWDT | 102.9 | 1 | https://datasheet.eaton.com/datasheet.php?model=116383&locale=en_GB
| EU5E-SWD-X8D | Y7-144061 | 144061 | I/O Modülü - 8 DO | SWDT | 142.8 | 1 | https://datasheet.eaton.com/datasheet.php?model=144061&locale=en_GB
| EU5E-SWD-4AX | Y7-144062 | 144062 | I/O Modülü - 4 AI (0-10V, 0-20mA) | SWDT | 242.7 | 1 | https://datasheet.eaton.com/datasheet.php?model=144062&locale=en_GB
| EU5E-SWD-2A2A | Y7-144063 | 144063 | I/O Modülü - 2AI / 2AO (0-10V, 0-20mA) | SWDT | 290.7 | 1 | https://datasheet.eaton.com/datasheet.php?model=144063&locale=en_GB
| EU5E-SWD-4PT-2 | Y7-172560 | 172560 | I/O Modülü - 4 PT100, PT1000, Ni1000 | SWDT | 413.3 | 1 | https://datasheet.eaton.com/datasheet.php?model=172560&locale=en_GB
| M22-SWD-K11 | Y7-115964 | 115964 | Buton Kontak Modülü (2 Pozisyonlu) | SWDT | 32.05 | 20 | https://datasheet.eaton.com/datasheet.php?model=115964&locale=en_GB
| M22-SWD-K22 | Y7-115965 | 115965 | Buton Kontak Modülü (3 Pozisyonlu) | SWDT | 41.08 | 10 | https://datasheet.eaton.com/datasheet.php?model=115965&locale=en_GB
| M22-SWD-LED-G | Y7-115968 | 115968 | Buton LED Modülü (Yeşil) | SWDT | 28.85 | 20 | https://datasheet.eaton.com/datasheet.php?model=115968&locale=en_GB
| M22-SWD-LED-R | Y7-115969 | 115969 | Buton LED Modülü (Kırmızı) | SWDT | 28.85 | 20 | https://datasheet.eaton.com/datasheet.php?model=115969&locale=en_GB
| M22-SWD-LED-W | Y7-115966 | 115966 | Buton LED Modülü (Beyaz) | SWDT | 28.85 | 20 | https://datasheet.eaton.com/datasheet.php?model=115966&locale=en_GB
| M22-SWD-LED-B | Y7-115967 | 115967 | Buton LED Modülü (Mavi) | SWDT | 28.85 | 20 | https://datasheet.eaton.com/datasheet.php?model=115967&locale=en_GB
| M22-SWD-K11LED-G | Y7-115974 | 115974 | Buton Kontak (2 Poz.) + LED Modülü (Yeşil) | SWDT | 33.08 | 20 | https://datasheet.eaton.com/datasheet.php?model=115974&locale=en_GB
| M22-SWD-K11LED-R | Y7-115975 | 115975 | Buton Kontak (2 Poz.) + LED Modülü (Kırmızı) | SWDT | 33.08 | 20 | https://datasheet.eaton.com/datasheet.php?model=115975&locale=en_GB
| M22-SWD-K11LED-W | Y7-115972 | 115972 | Buton Kontak (2 Poz.) + LED Modülü (Beyaz) | SWDT | 33.08 | 20 | https://datasheet.eaton.com/datasheet.php?model=115972&locale=en_GB
| M22-SWD-K11LED-B | Y7-115973 | 115973 | Buton Kontak (2 Poz.) + LED Modülü (Mavi) | SWDT | 33.08 | 20 | https://datasheet.eaton.com/datasheet.php?model=115973&locale=en_GB
| M22-SWD-K22LED-G | Y7-115980 | 115980 | Buton Kontak (3 Poz.) + LED Modülü (Yeşil) | SWDT | 42.38 | 10 | https://datasheet.eaton.com/datasheet.php?model=115980&locale=en_GB
| M22-SWD-K22LED-R | Y7-115981 | 115981 | Buton Kontak (3 Poz.) + LED Modülü (Kırmızı) | SWDT | 42.38 | 10 | https://datasheet.eaton.com/datasheet.php?model=115981&locale=en_GB
| M22-SWD-K22LED-W | Y7-115978 | 115978 | Buton Kontak (3 Poz.) + LED Modülü (Beyaz) | SWDT | 42.38 | 10 | https://datasheet.eaton.com/datasheet.php?model=115978&locale=en_GB
| M22-SWD-K22LED-B | Y7-115979 | 115979 | Buton Kontak (3 Poz.) + LED Modülü (Mavi) | SWDT | 42.38 | 10 | https://datasheet.eaton.com/datasheet.php?model=115979&locale=en_GB
| M22-SWD-I1-LP01 | Y7-115990 | 115990 | Buton Kutuları İçin Devre Kartı (Tekli) | SWDT | 62.5 | 1 | https://datasheet.eaton.com/datasheet.php?model=115990&locale=en_GB
| M22-SWD-I2-LP01 | Y7-115991 | 115991 | Buton Kutuları İçin Devre Kartı (2'li) | SWDT | 74.1 | 1 | https://datasheet.eaton.com/datasheet.php?model=115991&locale=en_GB
| M22-SWD-I3-LP01 | Y7-115992 | 115992 | Buton Kutuları İçin Devre Kartı (3'li) | SWDT | 75.3 | 1 | https://datasheet.eaton.com/datasheet.php?model=115992&locale=en_GB
| M22-SWD-I4-LP01 | Y7-115993 | 115993 | Buton Kutuları İçin Devre Kartı (4'li) | SWDT | 90.6 | 1 | https://datasheet.eaton.com/datasheet.php?model=115993&locale=en_GB
| M22-SWD-I6-LP01 | Y7-115994 | 115994 | Buton Kutuları İçin Devre Kartı (6'li) | SWDT | 99.3 | 1 | https://datasheet.eaton.com/datasheet.php?model=115994&locale=en_GB
| M22-SWD-KC11 | Y7-115995 | 115995 | Kutular İçin Buton Kontak Modülü (2 Pozisyonlu) | SWDT | 31.83 | 20 | https://datasheet.eaton.com/datasheet.php?model=115995&locale=en_GB
| M22-SWD-KC22 | Y7-115996 | 115996 | Kutular İçin Buton Kontak Modülü (3 Pozisyonlu) | SWDT | 40.82 | 10 | https://datasheet.eaton.com/datasheet.php?model=115996&locale=en_GB
| M22-SWD-LEDC-G | Y7-115999 | 115999 | Kutular İçin Buton LED Modülü (Yeşil) | SWDT | 28.62 | 20 | https://datasheet.eaton.com/datasheet.php?model=115999&locale=en_GB
| M22-SWD-LEDC-R | Y7-116000 | 116000 | Kutular İçin Buton LED Modülü (Kırmızı) | SWDT | 28.62 | 20 | https://datasheet.eaton.com/datasheet.php?model=116000&locale=en_GB
| M22-SWD-LEDC-W | Y7-115997 | 115997 | Kutular İçin Buton LED Modülü (Beyaz) | SWDT | 28.62 | 20 | https://datasheet.eaton.com/datasheet.php?model=115997&locale=en_GB
| M22-SWD-LEDC-B | Y7-115998 | 115998 | Kutular İçin Buton LED Modülü (Mavi) | SWDT | 28.62 | 20 | https://datasheet.eaton.com/datasheet.php?model=115998&locale=en_GB
| M22-SWD-K11LEDC-G | Y7-116005 | 116005 | Kutular İçin Buton Kontak (2 Poz.) + LED Modülü (Yeşil) | SWDT | 32.75 | 20 | https://datasheet.eaton.com/datasheet.php?model=116005&locale=en_GB
| M22-SWD-K11LEDC-R | Y7-116006 | 116006 | Kutular İçin Buton Kontak (2 Poz.) + LED Modülü (Kırmızı) | SWDT | 32.75 | 20 | https://datasheet.eaton.com/datasheet.php?model=116006&locale=en_GB
| M22-SWD-K11LEDC-W | Y7-116003 | 116003 | Kutular İçin Buton Kontak (2 Poz.) + LED Modülü (Beyaz) | SWDT | 32.75 | 20 | https://datasheet.eaton.com/datasheet.php?model=116003&locale=en_GB
| M22-SWD-K11LEDC-B | Y7-116004 | 116004 | Kutular İçin Buton Kontak (2 Poz.) + LED Modülü (Mavi) | SWDT | 32.75 | 20 | https://datasheet.eaton.com/datasheet.php?model=116004&locale=en_GB
| M22-SWD-K22LEDC-G | Y7-116011 | 116011 | Kutular İçin Buton Kontak (3 Poz.) + LED Modülü (Yeşil) | SWDT | 41.86 | 10 | https://datasheet.eaton.com/datasheet.php?model=116011&locale=en_GB
| M22-SWD-K22LEDC-R | Y7-116012 | 116012 | Kutular İçin Buton Kontak (3 Poz.) + LED Modülü (Kırmızı) | SWDT | 41.86 | 10 | https://datasheet.eaton.com/datasheet.php?model=116012&locale=en_GB
| M22-SWD-K22LEDC-W | Y7-116009 | 116009 | Kutular İçin Buton Kontak (3 Poz.) + LED Modülü (Beyaz) | SWDT | 41.86 | 10 | https://datasheet.eaton.com/datasheet.php?model=116009&locale=en_GB
| M22-SWD-K22LEDC-B | Y7-116010 | 116010 | Kutular İçin Buton Kontak (3 Poz.) + LED Modülü (Mavi) | SWDT | 41.86 | 10 | https://datasheet.eaton.com/datasheet.php?model=116010&locale=en_GB
| M22-R-SWD | Y7-179292 | 179292 | SmartWire-DT Potansiyometre Modülü İçin Kafa | SWDT | 39.38 | 1 | https://datasheet.eaton.com/datasheet.php?model=179292&locale=en_GB
| M22-SWD-R | Y7-179293 | 179293 | SmartWire-DT Potansiyometre Modülü | SWDT | 80 | 1 | https://datasheet.eaton.com/datasheet.php?model=179293&locale=en_GB
| M22-INC-SWD | Y7-179981 | 179981 | SmartWire-DT Encoder Modülü İçin Kafa | SWDT | 60.4 | 1 | https://datasheet.eaton.com/datasheet.php?model=179981&locale=en_GB
| M22-SWD-INC | Y7-179982 | 179982 | SmartWire-DT Encoder Modülü | SWDT | 85.4 | 1 | https://datasheet.eaton.com/datasheet.php?model=179982&locale=en_GB
| M22-INC-SWD-INC | Y7-179983 | 179983 | SmartWire-DT Encoder Modülü - Komple | SWDT | 127.3 | 1 | https://datasheet.eaton.com/datasheet.php?model=179983&locale=en_GB
| DIL-SWD-32-001 | Y7-118560 | 118560 | Kontaktör Aksamı: SmartWire-DT Modülü | SWDT | 56.9 | 5 | https://datasheet.eaton.com/datasheet.php?model=118560&locale=en_GB
| DIL-SWD-32-002 | Y7-118561 | 118561 | Kontaktör Aksamı: SmartWire-DT Modülü (Manual/Auto) | SWDT | 60.5 | 5 | https://datasheet.eaton.com/datasheet.php?model=118561&locale=en_GB
| PKE-SWD-32 | Y7-126895 | 126895 | Motor Yolverisi Aksamı (MSC-DE): Kontaktör-PKE Kombinasyonu için SmartWire-DT Modülü (Manual/Auto) | SWDT | 116.4 | 4 | https://datasheet.eaton.com/datasheet.php?model=126895&locale=en_GB
| PKE-SWD-SP | Y7-150614 | 150614 | Motor Koruma Şalteri Aksamı (PKE): SmartWire-DT Modülü | SWDT | 78.4 | 1 | https://datasheet.eaton.com/datasheet.php?model=150614&locale=en_GB
| MCB-HK-SWD | Y7-177175 | 177175 | Minyatür Devre Kesici ve Artık Akım Devre Kesici Modülü | SWDT | 57.3 | 1 | https://datasheet.eaton.com/datasheet.php?model=177175&locale=en_GB
| EU5C-SWD-PF1-1 | Y7-116309 | 116309 | Güç Besleme Modülü (24VDC) | SWDT | 112.9 | 1 | https://datasheet.eaton.com/datasheet.php?model=116309&locale=en_GB
| EU5C-SWD-PF2-1 | Y7-116380 | 116380 | Güç Besleme Modülü (24VDC / 15VDC) | SWDT | 145.4 | 1 | https://datasheet.eaton.com/datasheet.php?model=116380&locale=en_GB
| SWD4-100LF8-24 | Y7-116026 | 116026 | Yassı Kablo (8-iletkenli)100m | SWDT | 173.3 | 1 | https://datasheet.eaton.com/datasheet.php?model=116026&locale=en_GB
| SWD4-3LF8-24-2S | Y7-116027 | 116027 | Yassı Kablo 3m ( 8-pin konnektörlü) | SWDT | 16.64 | 1 | https://datasheet.eaton.com/datasheet.php?model=116027&locale=en_GB
| SWD4-5LF8-24-2S | Y7-116028 | 116028 | Yassı Kablo 5m ( 8-pin konnektörlü) | SWDT | 21.47 | 1 | https://datasheet.eaton.com/datasheet.php?model=116028&locale=en_GB
| SWD4-10LF8-24-2S | Y7-116029 | 116029 | Yassı Kablo 10m ( 8-pin konnektörlü) | SWDT | 35.65 | 1 | https://datasheet.eaton.com/datasheet.php?model=116029&locale=en_GB
| SWD4-50LR8-24 | Y7-116030 | 116030 | Yuvarlak Kablo (8-iletkenli) 50m | SWDT | 208 | 1 | https://datasheet.eaton.com/datasheet.php?model=116030&locale=en_GB
| SWD4-250LR8-24 | Y7-144878 | 144878 | Yuvarlak Kablo (8-iletkenli) 250m | SWDT | 1034 | 1 | https://datasheet.eaton.com/datasheet.php?model=144878&locale=en_GB
| SWD4-8SF2-5 | Y7-116022 | 116022 | Cihaz Konnektörü (Yassı kablo için) | SWDT | 6.8 | 10 | https://datasheet.eaton.com/datasheet.php?model=116022&locale=en_GB
| SWD4-8MF2 | Y7-116023 | 116023 | Uc Konnektörü (Yassı kablo için) | SWDT | 4.35 | 10 | https://datasheet.eaton.com/datasheet.php?model=116023&locale=en_GB
| SWD4-8SFF2-5 | Y7-116024 | 116024 | Kuplaj Soketi (Yassı kablo için) | SWDT | 22.67 | 1 | https://datasheet.eaton.com/datasheet.php?model=116024&locale=en_GB
| SWD4-RC8-10 | Y7-116020 | 116020 | Sonlandırma Soketi (Yassı kablo için) | SWDT | 40.76 | 1 | https://datasheet.eaton.com/datasheet.php?model=116020&locale=en_GB
| SWD4-SF8-67 | Y7-116033 | 116033 | Yuvarlak Kablo Soketi 8-pin (Düz) | SWDT | 32.28 | 1 | https://datasheet.eaton.com/datasheet.php?model=116033&locale=en_GB
| SWD4-SM8-67 | Y7-116034 | 116034 | Yuvarlak Kablo Fişi 8-pin (Düz) | SWDT | 32.28 | 1 | https://datasheet.eaton.com/datasheet.php?model=116034&locale=en_GB
| SWD4-8FRF-10 | Y7-121377 | 121377 | Adaptör (Yassı kablo / 8 iletkenli yuvarlak kablo) | SWDT | 35.61 | 1 | https://datasheet.eaton.com/datasheet.php?model=121377&locale=en_GB
| M22-SWD-NOP | Y7-147637 | 147637 | Üniversal modül (Fonksiyonsuz boş modül) | SWDT | 27.7 | 20 | https://datasheet.eaton.com/datasheet.php?model=147637&locale=en_GB
| M22-SWD-NOPC | Y7-147638 | 147638 | Üniversal modül (Buton kutuları için fonksiyonsuz boş modül) | SWDT | 27.7 | 20 | https://datasheet.eaton.com/datasheet.php?model=147638&locale=en_GB
| M22-SWD-SEL8-10 | Y7-116698 | 116698 | Kör Kapak (Kullanılmayan PCB adaptör çıkışları için) | SWDT | 13.88 | 5 | https://datasheet.eaton.com/datasheet.php?model=116698&locale=en_GB
| SWD4-SEL8-10 | Y7-116021 | 116021 | Kör Kapak (Kullanılmayan cihaz konnektörleri için) | SWDT | 5.34 | 5 | https://datasheet.eaton.com/datasheet.php?model=116021&locale=en_GB
| M22-SWD-A4 | Y7-116016 | 116016 | Dört Yönlü Buton Adaptörü | SWDT | 1.47 | 10 | https://datasheet.eaton.com/datasheet.php?model=116016&locale=en_GB
| SWD4-SM8-20 | Y7-116032 | 116032 | Buton Kutusu Besleme Ünitesi (M20 fişli 8-pin yuvarlak kablo) | SWDT | 29.54 | 1 | https://datasheet.eaton.com/datasheet.php?model=116032&locale=en_GB
| SWD4-SFL8-20 | Y7-121380 | 121380 | Harici Besleme Girişli Adaptör (Yassı kablo / M20 soketli 8-pin yuvarlak kablo) | SWDT | 85.4 | 1 | https://datasheet.eaton.com/datasheet.php?model=121380&locale=en_GB
| SWD4-SML8-20 | Y7-121381 | 121381 | Harici Besleme Girişli Adaptör (M20 fişli 8-pin yuvarlak kablo / Yassı kablo) | SWDT | 86.9 | 1 | https://datasheet.eaton.com/datasheet.php?model=121381&locale=en_GB
| SWD4-CRP-1 | Y7-116025 | 116025 | Pense (Cihaz konnektörü için) | SWDT | 467.1 | 1 | https://datasheet.eaton.com/datasheet.php?model=116025&locale=en_GB
| SWD4-CRP-2 | Y7-116699 | 116699 | Pense (Uc konnektörü için) | SWDT | 599 | 1 | https://datasheet.eaton.com/datasheet.php?model=116699&locale=en_GB
| EU1E-SWD-1DX | Y7-174710 | 174710 | T-Bağlantılı I/O Modülü IP67 - 1 dijital giriş kanalı (M12) | SWDT | 75.5 | 1 | https://datasheet.eaton.com/datasheet.php?model=174710&locale=en_GB
| EU1E-SWD-2DX | Y7-174711 | 174711 | T-Bağlantılı I/O Modülü IP67 - 2 dijital giriş kanalı (M12) | SWDT | 152.1 | 1 | https://datasheet.eaton.com/datasheet.php?model=174711&locale=en_GB
| EU1E-SWD-2DD | Y7-174715 | 174715 | T-Bağlantılı I/O Modülü IP67 - 2 konfigüre edilebilir dijital giriş/çıkış kanalı (M12) | SWDT | 163.9 | 1 | https://datasheet.eaton.com/datasheet.php?model=174715&locale=en_GB
| EU2E-SWD-2DX | Y7-174725 | 174725 | T-Bağlantılı I/O Modülü IP67 - 2 dijital giriş kanalı (2 x M12) | SWDT | 150.7 | 1 | https://datasheet.eaton.com/datasheet.php?model=174725&locale=en_GB
| EU2E-SWD-4DX | Y7-174726 | 174726 | T-Bağlantılı I/O Modülü IP67 - 4 dijital giriş kanalı (2 x M12) | SWDT | 266.8 | 1 | https://datasheet.eaton.com/datasheet.php?model=174726&locale=en_GB
| EU2E-SWD-4DD | Y7-174732 | 174732 | T-Bağlantılı I/O Modülü IP67 - 4 konfigüre edilebilir (2 I/O - 2 I/O) dijital giriş/çıkış kanalı (2 x M12) | SWDT | 290.7 | 1 | https://datasheet.eaton.com/datasheet.php?model=174732&locale=en_GB
| EU2E-SWD-4DD-1 | Y7-180406 | 180406 | T-Bağlantılı I/O Modülü IP67 - 4 konfigüre edilebilir (1 I/O - 3 I/O) dijital giriş/çıkış kanalı (2 x M12) | SWDT | 290.7 | 1 | https://datasheet.eaton.com/datasheet.php?model=180406&locale=en_GB
| EU1E-SWD-1AX-1 | Y7-174717 | 174717 | T-Bağlantılı I/O Modülü IP67 - 1 analog giriş kanalı (M12), 0 - 10 V | SWDT | 121.4 | 1 | https://datasheet.eaton.com/datasheet.php?model=174717&locale=en_GB
| EU1E-SWD-1AX-2 | Y7-174718 | 174718 | T-Bağlantılı I/O Modülü IP67 - 1 analog giriş kanalı (M12), 0 - 20 mA | SWDT | 121.4 | 1 | https://datasheet.eaton.com/datasheet.php?model=174718&locale=en_GB
| EU1E-SWD-1XA-1 | Y7-174719 | 174719 | T-Bağlantılı I/O Modülü IP67 - 1 analog çıkış kanalı (M12), 0 - 10 V | SWDT | 136 | 1 | https://datasheet.eaton.com/datasheet.php?model=174719&locale=en_GB
| EU1E-SWD-1XA-2 | Y7-174720 | 174720 | T-Bağlantılı I/O Modülü IP67 - 1 analog çıkış kanalı (M12), 0 - 20 mA | SWDT | 136 | 1 | https://datasheet.eaton.com/datasheet.php?model=174720&locale=en_GB
| EU1E-SWD-1CX | Y7-174721 | 174721 | T-Bağlantılı I/O Modülü IP67 - 1 sayıcı giriş kanalı (M12) | SWDT | 181.3 | 1 | https://datasheet.eaton.com/datasheet.php?model=174721&locale=en_GB
| EU2E-SWD-2PT | Y7-174733 | 174733 | T-Bağlantılı I/O Modülü IP67 - 2 analog sıcaklık (Pt100/Pt1000/Ni1000) giriş kanalı (M12) | SWDT | 301.1 | 1 | https://datasheet.eaton.com/datasheet.php?model=174733&locale=en_GB
| SWD4-SP-4124 | Y7-174703 | 174703 | I/O Splitter - M12 4-kutup / 2 x M12 4-kutup, 4-pin | SWDT | 39.5 | 1 | https://datasheet.eaton.com/datasheet.php?model=174703&locale=en_GB
| SWD4-SP-4122 | Y7-174704 | 174704 | I/O Splitter - M12 4-kutup / 2 x M12 4-kutup, 2-pin | SWDT | 39.5 | 1 | https://datasheet.eaton.com/datasheet.php?model=174704&locale=en_GB
| SWD4-SP-4084 | Y7-174705 | 174705 | I/O Splitter - M12 4-kutup / 2 x M8 4-kutup, 4-pin | SWDT | 51.5 | 1 | https://datasheet.eaton.com/datasheet.php?model=174705&locale=en_GB
| SWD4-SP-4082 | Y7-174706 | 174706 | I/O Splitter - M12 4-kutup / 2 x M8 4-kutup, 2-pin | SWDT | 51.5 | 1 | https://datasheet.eaton.com/datasheet.php?model=174706&locale=en_GB
| SWD4-SP-3084 | Y7-174707 | 174707 | I/O Splitter - M12 4-kutup / 2 x M8 3-kutup, 2-pin | SWDT | 51.5 | 1 | https://datasheet.eaton.com/datasheet.php?model=174707&locale=en_GB
| SWD4-PRM5-1-S | Y7-174759 | 174759 | Kutu Prizi - M12 5-pin erkek soket, 1/2" NPT, 1m kablolu | SWDT | 36.41 | 1 | https://datasheet.eaton.com/datasheet.php?model=174759&locale=en_GB
| SWD4-PRF5-1-S | Y7-174758 | 174758 | Kutu Prizi - M12 5-pin dişi soket, 1/2" NPT, 1m kablolu | SWDT | 36.41 | 1 | https://datasheet.eaton.com/datasheet.php?model=174758&locale=en_GB
| SWD4-PRM5-2-S | Y7-179542 | 179542 | Kutu Prizi - M12 5-pin erkek soket, M20 rakorlu | SWDT | 33.32 | 1 | https://datasheet.eaton.com/datasheet.php?model=179542&locale=en_GB
| SWD4-PRF5-2-S | Y7-179541 | 179541 | Kutu Prizi - M12 5-pin dişi soket, M20 rakorlu | SWDT | 33.32 | 1 | https://datasheet.eaton.com/datasheet.php?model=179541&locale=en_GB
| SWD4-M3LR5-1-2S | Y7-179543 | 179543 | Çift Uçlu I/O Cihaz Kablosu - 0,3m | SWDT | 36.41 | 1 | https://datasheet.eaton.com/datasheet.php?model=179543&locale=en_GB
| SWD4-M6LR5-1-2S | Y7-179544 | 179544 | Çift Uçlu I/O Cihaz Kablosu - 0,6m | SWDT | 39.5 | 1 | https://datasheet.eaton.com/datasheet.php?model=179544&locale=en_GB
| SWD4-1LR5-1-2S | Y7-179545 | 179545 | Çift Uçlu I/O Cihaz Kablosu - 1m | SWDT | 41.79 | 1 | https://datasheet.eaton.com/datasheet.php?model=179545&locale=en_GB
| SWD4-2LR5-1-2S | Y7-179546 | 179546 | Çift Uçlu I/O Cihaz Kablosu - 2m | SWDT | 45.57 | 1 | https://datasheet.eaton.com/datasheet.php?model=179546&locale=en_GB
| SWD4-M3LR5-S | Y7-174771 | 174771 | Tek Uçlu I/O Cihaz Kablosu - 0,3m | SWDT | 18.13 | 1 | https://datasheet.eaton.com/datasheet.php?model=174771&locale=en_GB
| SWD4-M6LR5-S | Y7-174772 | 174772 | Tek Uçlu I/O Cihaz Kablosu - 0,6m | SWDT | 21.2 | 1 | https://datasheet.eaton.com/datasheet.php?model=174772&locale=en_GB
| SWD4-1LR5-S | Y7-174697 | 174697 | Tek Uçlu I/O Cihaz Kablosu - 1m | SWDT | 22.79 | 1 | https://datasheet.eaton.com/datasheet.php?model=174697&locale=en_GB
| SWD4-2LR5-S | Y7-174698 | 174698 | Tek Uçlu I/O Cihaz Kablosu - 2m | SWDT | 27.36 | 1 | https://datasheet.eaton.com/datasheet.php?model=174698&locale=en_GB
| EU1S-SWD-PF1-2 | Y7-174724 | 174724 | Harici 24VDC güç kaynağı girişi için bağlantı noktası | SWDT | 75.9 | 1 | https://datasheet.eaton.com/datasheet.php?model=174724&locale=en_GB
| SWD4-SFL8-12 | Y7-174756 | 174756 | Harici Besleme Girişli Adaptör (Yassı kablo / M12 soketli 5-pin yuvarlak kablo) | SWDT | 100 | 1 | https://datasheet.eaton.com/datasheet.php?model=174756&locale=en_GB
| SWD4-SML8-12 | Y7-174755 | 174755 | Harici Besleme Girişli Adaptör (M12 fişli 5-pin yuvarlak kablo / Yassı kablo) | SWDT | 121.5 | 1 | https://datasheet.eaton.com/datasheet.php?model=174755&locale=en_GB
| SWD4-SML5-12 | Y7-174757 | 174757 | Kuplaj konnektörü (M12 soketli 5-pin yuvarlak kablo / M12 soketli 5-pin yuvarlak kablo) | SWDT | 36.41 | 1 | https://datasheet.eaton.com/datasheet.php?model=174757&locale=en_GB
| SWD4-M1LR5-2S | Y7-174760 | 174760 | M12 Konnektörlü SmartWire-DT Yuvarlak Kablo - 0,1m | SWDT | 27.36 | 1 | https://datasheet.eaton.com/datasheet.php?model=174760&locale=en_GB
| SWD4-M3LR5-2S | Y7-174761 | 174761 | M12 Konnektörlü SmartWire-DT Yuvarlak Kablo - 0,3m | SWDT | 28.17 | 1 | https://datasheet.eaton.com/datasheet.php?model=174761&locale=en_GB
| SWD4-M6LR5-2S | Y7-174762 | 174762 | M12 Konnektörlü SmartWire-DT Yuvarlak Kablo - 0,6m | SWDT | 29.54 | 1 | https://datasheet.eaton.com/datasheet.php?model=174762&locale=en_GB
| SWD4-1LR5-2S | Y7-174763 | 174763 | M12 Konnektörlü SmartWire-DT Yuvarlak Kablo - 1m | SWDT | 30.22 | 1 | https://datasheet.eaton.com/datasheet.php?model=174763&locale=en_GB
| SWD4-1M5LR5-2S | Y7-174764 | 174764 | M12 Konnektörlü SmartWire-DT Yuvarlak Kablo - 1,5m | SWDT | 32.75 | 1 | https://datasheet.eaton.com/datasheet.php?model=174764&locale=en_GB
| SWD4-2LR5-2S | Y7-174765 | 174765 | M12 Konnektörlü SmartWire-DT Yuvarlak Kablo - 2m | SWDT | 34.92 | 1 | https://datasheet.eaton.com/datasheet.php?model=174765&locale=en_GB
| SWD4-3LR5-2S | Y7-174766 | 174766 | M12 Konnektörlü SmartWire-DT Yuvarlak Kablo - 3m | SWDT | 39.5 | 1 | https://datasheet.eaton.com/datasheet.php?model=174766&locale=en_GB
| SWD4-4LR5-2S | Y7-174767 | 174767 | M12 Konnektörlü SmartWire-DT Yuvarlak Kablo - 4m | SWDT | 43.96 | 1 | https://datasheet.eaton.com/datasheet.php?model=174767&locale=en_GB
| SWD4-5LR5-2S | Y7-174768 | 174768 | M12 Konnektörlü SmartWire-DT Yuvarlak Kablo - 5m | SWDT | 53.1 | 1 | https://datasheet.eaton.com/datasheet.php?model=174768&locale=en_GB
| SWD4-10LR5-2S | Y7-174769 | 174769 | M12 Konnektörlü SmartWire-DT Yuvarlak Kablo - 10m | SWDT | 75.9 | 1 | https://datasheet.eaton.com/datasheet.php?model=174769&locale=en_GB
| SWD4-20LR5-2S | Y7-174770 | 174770 | M12 Konnektörlü SmartWire-DT Yuvarlak Kablo - 20m | SWDT | 152.1 | 1 | https://datasheet.eaton.com/datasheet.php?model=174770&locale=en_GB
| SWD4-SF5-67 | Y7-179547 | 179547 | M12 Saha Bağlantı Konnektörü - Dişi | SWDT | 39.5 | 1 | https://datasheet.eaton.com/datasheet.php?model=179547&locale=en_GB
| SWD4-SM5-67 | Y7-179548 | 179548 | M12 Saha Bağlantı Konnektörü - Erkek | SWDT | 39.5 | 1 | https://datasheet.eaton.com/datasheet.php?model=179548&locale=en_GB
| SWD4-RC5-10 | Y7-174754 | 174754 | Sonlandırma Soketi (Yuvarlak kablo için) | SWDT | 39.84 | 1 | https://datasheet.eaton.com/datasheet.php?model=174754&locale=en_GB
| SWD4-ACAP-10 | Y7-174751 | 174751 | Aktif Konnektör Kapağı | SWDT | 30.22 | 1 | https://datasheet.eaton.com/datasheet.php?model=174751&locale=en_GB
| SWD4-PCAP-F | Y7-174752 | 174752 | Pasif Konnektör Kapağı (M12 dişi konnektör için) | SWDT | 5.99 | 1 | https://datasheet.eaton.com/datasheet.php?model=174752&locale=en_GB
| SWD4-PCAP-M | Y7-174753 | 174753 | Pasif Konnektör Kapağı (M12 erkek konnektör için) | SWDT | 5.99 | 1 | https://datasheet.eaton.com/datasheet.php?model=174753&locale=en_GB
| EU6E-SWD-4DX | Y7-174735 | 174735 | Multi Blok I/O Modülü IP67 (4xM12) - 4 DI | SWDT | 258.8 | 1 | https://datasheet.eaton.com/datasheet.php?model=174735&locale=en_GB
| EU6E-SWD-8DX | Y7-174736 | 174736 | Multi Blok I/O Modülü IP67 (4xM12) - 8 DI | SWDT | 413.3 | 1 | https://datasheet.eaton.com/datasheet.php?model=174736&locale=en_GB
| EU6E-SWD-8DD | Y7-174742 | 174742 | Multi Blok I/O Modülü IP67 (4xM12) - 8 konfigüre edilebilir I / O (0,5A) | SWDT | 495.7 | 1 | https://datasheet.eaton.com/datasheet.php?model=174742&locale=en_GB
| EU6E-SWD-2D2D-1 | Y7-183264 | 183264 | Multi Blok I/O Modülü (Harici Basleme) IP67 (4xM12) - 2 DI + 2 DO (0,5A) | SWDT | 296.5 | 1 | https://datasheet.eaton.com/datasheet.php?model=183264&locale=en_GB
| EU6E-SWD-4D4D-1 | Y7-183266 | 183266 | Multi Blok I/O Modülü (Harici Basleme) IP67 (4xM12) - 4 DI + 4 DO (0,5A) | SWDT | 523 | 1 | https://datasheet.eaton.com/datasheet.php?model=183266&locale=en_GB
| EU6E-SWD-4XD-1 | Y7-183268 | 183268 | Multi Blok I/O Modülü (Harici Basleme) IP67 (4xM12) - 4 DO (0,5A) | SWDT | 318.3 | 1 | https://datasheet.eaton.com/datasheet.php?model=183268&locale=en_GB
| EU6E-SWD-8XD-1 | Y7-183270 | 183270 | Multi Blok I/O Modülü (Harici Basleme) IP67 (4xM12) - 8 DO (0,5A) | SWDT | 565 | 1 | https://datasheet.eaton.com/datasheet.php?model=183270&locale=en_GB
| EU6E-SWD-2D2D-2 | Y7-183265 | 183265 | Multi Blok I/O Modülü (Harici Basleme) IP67 (4xM12) - 2 DI + 2 DO (2A) | SWDT | 309.1 | 1 | https://datasheet.eaton.com/datasheet.php?model=183265&locale=en_GB
| EU6E-SWD-4D4D-2 | Y7-183267 | 183267 | Multi Blok I/O Modülü (Harici Basleme) IP67 (4xM12) - 4 DI + 4 DO (2A) | SWDT | 552 | 1 | https://datasheet.eaton.com/datasheet.php?model=183267&locale=en_GB
| EU6E-SWD-4XD-2 | Y7-183269 | 183269 | Multi Blok I/O Modülü (Harici Basleme) IP67 (4xM12) - 4 DO (2A) | SWDT | 343.4 | 1 | https://datasheet.eaton.com/datasheet.php?model=183269&locale=en_GB
| EU8E-SWD-16DX | Y7-174744 | 174744 | Multi Blok I/O Modülü IP67 (8xM12) - 16 DI | SWDT | 826 | 1 | https://datasheet.eaton.com/datasheet.php?model=174744&locale=en_GB
| EU8E-SWD-16DD | Y7-174750 | 174750 | Multi Blok I/O Modülü IP67 (8xM12) - 16 konfigüre edilebilir I / O (0,5A) | SWDT | 991 | 1 | https://datasheet.eaton.com/datasheet.php?model=174750&locale=en_GB
| EU8E-SWD-4D4D-1 | Y7-183272 | 183272 | Multi Blok I/O Modülü (Harici Basleme) IP67 (8xM12) - 4 DI + 4 DO (0,5A) | SWDT | 523 | 1 | https://datasheet.eaton.com/datasheet.php?model=183272&locale=en_GB
| EU8E-SWD-8D8D-1 | Y7-183273 | 183273 | Multi Blok I/O Modülü (Harici Basleme) IP67 (8xM12) - 8 DI + 8 DO (0,5A) | SWDT | 976 | 1 | https://datasheet.eaton.com/datasheet.php?model=183273&locale=en_GB
| EU8E-SWD-8XD-1 | Y7-183274 | 183274 | Multi Blok I/O Modülü (Harici Basleme) IP67 (8xM12) - 8 DO (0,5A) | SWDT | 565 | 1 | https://datasheet.eaton.com/datasheet.php?model=183274&locale=en_GB
| EU8E-SWD-16XD-1 | Y7-183271 | 183271 | Multi Blok I/O Modülü (Harici Basleme) IP67 (8xM12) - 16 DO (0,5A) | SWDT | 1061 | 1 | https://datasheet.eaton.com/datasheet.php?model=183271&locale=en_GB
Otomasyon Ürünleri
| EC4P-221-MRXD1 | Y7-106393 | 106393 | Kompakt PLC (EC4P) Ekranlı, 24VDC 12DI / 6DO(R) | EC4P | 522 | 1 | https://datasheet.eaton.com/datasheet.php?model=106393&locale=en_GB
| EC4P-221-MTXD1 | Y7-106391 | 106391 | Kompakt PLC (EC4P) Ekranlı, 24VDC 12DI / 8DO(T) | EC4P | 522 | 1 | https://datasheet.eaton.com/datasheet.php?model=106391&locale=en_GB
| EC4P-221-MRAD1 | Y7-106397 | 106397 | Kompakt PLC (EC4P) Ekranlı, 24VDC 12DI / 6DO(R) + 1AO | EC4P | 594 | 1 | https://datasheet.eaton.com/datasheet.php?model=106397&locale=en_GB
| EC4P-221-MTAD1 | Y7-106395 | 106395 | Kompakt PLC (EC4P) Ekranlı, 24VDC 12DI / 8DO(T) + 1AO | EC4P | 594 | 1 | https://datasheet.eaton.com/datasheet.php?model=106395&locale=en_GB
| EC4P-221-MRXX1 | Y7-106394 | 106394 | Kompakt PLC (EC4P) Ekransız, 24VDC 12DI / 6DO(R) | EC4P | 482 | 1 | https://datasheet.eaton.com/datasheet.php?model=106394&locale=en_GB
| EC4P-221-MTXX1 | Y7-106392 | 106392 | Kompakt PLC (EC4P) Ekransız, 24VDC 12DI / 8DO(T) | EC4P | 482 | 1 | https://datasheet.eaton.com/datasheet.php?model=106392&locale=en_GB
| EC4P-221-MRAX1 | Y7-106398 | 106398 | Kompakt PLC (EC4P) Ekransız, 24VDC 12DI / 6DO(R) + 1AO | EC4P | 554 | 1 | https://datasheet.eaton.com/datasheet.php?model=106398&locale=en_GB
| EC4P-221-MTAX1 | Y7-106396 | 106396 | Kompakt PLC (EC4P) Ekransız, 24VDC 12DI / 8DO(T) + 1AO | EC4P | 554 | 1 | https://datasheet.eaton.com/datasheet.php?model=106396&locale=en_GB
| EC4P-222-MRXD1 | Y7-106401 | 106401 | Kompakt PLC (EC4P) Ekranlı, 24VDC 12DI / 6DO(R) | EC4P | 671 | 1 | https://datasheet.eaton.com/datasheet.php?model=106401&locale=en_GB
| EC4P-222-MTXD1 | Y7-106399 | 106399 | Kompakt PLC (EC4P) Ekranlı, 24VDC 12DI / 8DO(T) | EC4P | 671 | 1 | https://datasheet.eaton.com/datasheet.php?model=106399&locale=en_GB
| EC4P-222-MRAD1 | Y7-106405 | 106405 | Kompakt PLC (EC4P) Ekranlı, 24VDC 12DI / 6DO(R) + 1AO | EC4P | 743 | 1 | https://datasheet.eaton.com/datasheet.php?model=106405&locale=en_GB
| EC4P-222-MTAD1 | Y7-106403 | 106403 | Kompakt PLC (EC4P) Ekranlı, 24VDC 12DI / 8DO(T) + 1AO | EC4P | 743 | 1 | https://datasheet.eaton.com/datasheet.php?model=106403&locale=en_GB
| EC4P-222-MRXX1 | Y7-106402 | 106402 | Kompakt PLC (EC4P) Ekransız, 24VDC 12DI / 6DO(R) | EC4P | 632 | 1 | https://datasheet.eaton.com/datasheet.php?model=106402&locale=en_GB
| EC4P-222-MTXX1 | Y7-106400 | 106400 | Kompakt PLC (EC4P) Ekransız, 24VDC 12DI / 8DO(T) | EC4P | 632 | 1 | https://datasheet.eaton.com/datasheet.php?model=106400&locale=en_GB
| EC4P-222-MRAX1 | Y7-106406 | 106406 | Kompakt PLC (EC4P) Ekransız, 24VDC 12DI / 6DO(R) + 1AO | EC4P | 702 | 1 | https://datasheet.eaton.com/datasheet.php?model=106406&locale=en_GB
| EC4P-222-MTAX1 | Y7-106404 | 106404 | Kompakt PLC (EC4P) Ekransız, 24VDC 12DI / 8DO(T) + 1AO | EC4P | 702 | 1 | https://datasheet.eaton.com/datasheet.php?model=106404&locale=en_GB
| EASY620-DC-TE | Y7-212313 | 212313 | Easy Genişleme Modülü- 24VDC 12DI / 8DO(T) | Easy | 174.9 | 1 | https://datasheet.eaton.com/datasheet.php?model=212313&locale=en_GB
| EC4E-221-6D4R1 | Y7-114296 | 114296 | CANopen I/O Modülü- 24VDC 6DI / 4DO(R) | EC4P | 221.1 | 1 | https://datasheet.eaton.com/datasheet.php?model=114296&locale=en_GB
| EC4E-221-6D4T1 | Y7-114297 | 114297 | CANopen I/O Modülü- 24VDC 6DI / 4DO(T) | EC4P | 221.1 | 1 | https://datasheet.eaton.com/datasheet.php?model=114297&locale=en_GB
| SW-XSOFT-CODESYS-2-S | Y7-142582 | 142582 | PLC Programlama Yazılımı | AUT | 496.8 | 1 | https://datasheet.eaton.com/datasheet.php?model=142582&locale=en_GB
| SW-XSOFT-CODESYS-2-M | Y7-142583 | 142583 | PLC Programlama Yazılımı (Çoklu Lisans) | AUT | 1377 | 1 | https://datasheet.eaton.com/datasheet.php?model=142583&locale=en_GB
| EU4A-RJ45-USB-CAB1 | Y7-115735 | 115735 | Programlama Kablosu - USB | AUT | 153 | 1 | https://datasheet.eaton.com/datasheet.php?model=115735&locale=en_GB
| EU4A-MEM-CARD1 | Y7-106409 | 106409 | EC4P Hafıza Kartı | AUT | 67.6 | 1 | https://datasheet.eaton.com/datasheet.php?model=106409&locale=en_GB
| XC-303-C32-002 | Y7-191080 | 191080 | Modular PLC (XC303) SD Slot, USB, 3xEthernet, 2xCAN, RS485, 4DI/O | AUT | 1712 | 1 | https://datasheet.eaton.com/datasheet.php?model=191080&locale=en_GB
| XC-303-C21-001 | Y7-191081 | 191081 | Modular PLC (XC303) SD Slot, USB, 2xEthernet, CAN, RS485 | AUT | 1494 | 1 | https://datasheet.eaton.com/datasheet.php?model=191081&locale=en_GB
| XC-303-C11-000 | Y7-191082 | 191082 | Modular PLC (XC303) SD Slot, USB, Ethernet, CAN | AUT | 1243 | 1 | https://datasheet.eaton.com/datasheet.php?model=191082&locale=en_GB
| XC-152-E3-11 | Y7-167850 | 167850 | Kompakt PLC (XC152) 64MByte, RS232,SmartWire-DT | AUT | 1076 | 1 | https://datasheet.eaton.com/datasheet.php?model=167850&locale=en_GB
| XC-152-E6-11 | Y7-167851 | 167851 | Kompakt PLC (XC152) 64MByte, RS232,RS485,CANopen,SmartWire-DT | AUT | 1231 | 1 | https://datasheet.eaton.com/datasheet.php?model=167851&locale=en_GB
| XC-152-E8-11 | Y7-167852 | 167852 | Kompakt PLC (XC152) 64MByte, RS232,RS485,Profibus,SmartWire-DT | AUT | 1388 | 1 | https://datasheet.eaton.com/datasheet.php?model=167852&locale=en_GB
| XC-152-D6-11 | Y7-167855 | 167855 | Kompakt PLC (XC152) 64MByte, RS232,RS485,CANopen | AUT | 1035 | 1 | https://datasheet.eaton.com/datasheet.php?model=167855&locale=en_GB
| XC-152-D8-11 | Y7-167849 | 167849 | Kompakt PLC (XC152) 64MByte, RS232,RS485,Profibus | AUT | 1188 | 1 | https://datasheet.eaton.com/datasheet.php?model=167849&locale=en_GB
| SW-XSOFT-CODESYS-3-S | Y7-171886 | 171886 | PLC Programlama Yazılımı | AUT | 496.8 | 1 | https://datasheet.eaton.com/datasheet.php?model=171886&locale=en_GB
| SW-XSOFT-CODESYS-3-M | Y7-171887 | 171887 | PLC Programlama Yazılımı (Çoklu Lisans) | AUT | 1377 | 1 | https://datasheet.eaton.com/datasheet.php?model=171887&locale=en_GB
| XV-102-A0-35MQR-10 | Y7-141759 | 141759 | Dokunmatik Panel (HMI) 3,5", Siyah-Beyaz, Eth | AUT | 698 | 1 | https://datasheet.eaton.com/datasheet.php?model=141759&locale=en_GB
| XV-102-A3-35MQR-10 | Y7-141821 | 141821 | Dokunmatik Panel (HMI) 3,5", Siyah-Beyaz, Eth,RS232 | AUT | 764 | 1 | https://datasheet.eaton.com/datasheet.php?model=141821&locale=en_GB
| XV-102-A4-35MQR-10 | Y7-141822 | 141822 | Dokunmatik Panel (HMI) 3,5", Siyah-Beyaz, Eth,RS485 | AUT | 764 | 1 | https://datasheet.eaton.com/datasheet.php?model=141822&locale=en_GB
| XV-102-A5-35MQR-10 | Y7-141823 | 141823 | Dokunmatik Panel (HMI) 3,5", Siyah-Beyaz, Eth,CAN,RS232 | AUT | 873 | 1 | https://datasheet.eaton.com/datasheet.php?model=141823&locale=en_GB
| XV-102-A2-35MQR-10 | Y7-141820 | 141820 | Dokunmatik Panel (HMI) 3,5", Siyah-Beyaz, Eth,Profibus | AUT | 873 | 1 | https://datasheet.eaton.com/datasheet.php?model=141820&locale=en_GB
| XV-102-B0-35TQR-10 | Y7-140007 | 140007 | Dokunmatik Panel (HMI) 3,5", Renkli, Eth | AUT | 852 | 1 | https://datasheet.eaton.com/datasheet.php?model=140007&locale=en_GB
| XV-102-B3-35TQR-10 | Y7-140009 | 140009 | Dokunmatik Panel (HMI) 3,5", Renkli, Eth,RS232 | AUT | 917 | 1 | https://datasheet.eaton.com/datasheet.php?model=140009&locale=en_GB
| XV-102-B4-35TQR-10 | Y7-140010 | 140010 | Dokunmatik Panel (HMI) 3,5", Renkli, Eth,RS485 | AUT | 917 | 1 | https://datasheet.eaton.com/datasheet.php?model=140010&locale=en_GB
| XV-102-B5-35TQR-10 | Y7-140011 | 140011 | Dokunmatik Panel (HMI) 3,5", Renkli, Eth,CAN,RS232 | AUT | 1025 | 1 | https://datasheet.eaton.com/datasheet.php?model=140011&locale=en_GB
| XV-102-B2-35TQR-10 | Y7-140008 | 140008 | Dokunmatik Panel (HMI) 3,5", Renkli, Eth,Profibus | AUT | 1025 | 1 | https://datasheet.eaton.com/datasheet.php?model=140008&locale=en_GB
| XV-102-D0-57TVR-10 | Y7-142530 | 142530 | Dokunmatik Panel (HMI) 5,7", Renkli, Eth,RS232 | AUT | 1176 | 1 | https://datasheet.eaton.com/datasheet.php?model=142530&locale=en_GB
| XV-102-D6-57TVR-10 | Y7-142531 | 142531 | Dokunmatik Panel (HMI) 5,7", Renkli, Eth,CAN,RS232,RS485 | AUT | 1354 | 1 | https://datasheet.eaton.com/datasheet.php?model=142531&locale=en_GB
| XV-102-D8-57TVR-10 | Y7-142532 | 142532 | Dokunmatik Panel (HMI) 5,7", Renkli, Eth,Profibus,RS232,RS485 | AUT | 1416 | 1 | https://datasheet.eaton.com/datasheet.php?model=142532&locale=en_GB
| XV-102-D0-70TWR-10 | Y7-142535 | 142535 | Dokunmatik Panel (HMI) 7", Renkli, Eth,RS232 | AUT | 1437 | 1 | https://datasheet.eaton.com/datasheet.php?model=142535&locale=en_GB
| XV-102-D6-70TWR-10 | Y7-142536 | 142536 | Dokunmatik Panel (HMI) 7", Renkli, Eth,CAN,RS232,RS485 | AUT | 1611 | 1 | https://datasheet.eaton.com/datasheet.php?model=142536&locale=en_GB
| XV-102-D8-70TWR-10 | Y7-142537 | 142537 | Dokunmatik Panel (HMI) 7", Renkli, Eth,Profibus,RS232,RS485 | AUT | 1677 | 1 | https://datasheet.eaton.com/datasheet.php?model=142537&locale=en_GB
| XV-102-B0-35MQR-10-PLC | Y7-140012 | 140012 | Dokunmatik Panel (HMI-PLC) 3,5", Siyah-Beyaz, Eth | AUT | 937 | 1 | https://datasheet.eaton.com/datasheet.php?model=140012&locale=en_GB
| XV-102-B3-35MQR-10-PLC | Y7-140013 | 140013 | Dokunmatik Panel (HMI-PLC) 3,5", Siyah-Beyaz, Eth,RS232 | AUT | 1003 | 1 | https://datasheet.eaton.com/datasheet.php?model=140013&locale=en_GB
| XV-102-B5-35MQR-10-PLC | Y7-140015 | 140015 | Dokunmatik Panel (HMI-PLC) 3,5", Siyah-Beyaz, Eth,CAN,RS232 | AUT | 1111 | 1 | https://datasheet.eaton.com/datasheet.php?model=140015&locale=en_GB
| XV-102-B6-35MQR-10-PLC | Y7-140016 | 140016 | Dokunmatik Panel (HMI-PLC) 3,5", Siyah-Beyaz, Eth,CAN,RS485 | AUT | 1111 | 1 | https://datasheet.eaton.com/datasheet.php?model=140016&locale=en_GB
| XV-102-B8-35MQR-10-PLC | Y7-140017 | 140017 | Dokunmatik Panel (HMI-PLC) 3,5", Siyah-Beyaz, Eth,Profibus,RS485 | AUT | 1177 | 1 | https://datasheet.eaton.com/datasheet.php?model=140017&locale=en_GB
| XV-102-B0-35TQR-10-PLC | Y7-140018 | 140018 | Dokunmatik Panel (HMI-PLC) 3,5", Renkli, Eth | AUT | 1024 | 1 | https://datasheet.eaton.com/datasheet.php?model=140018&locale=en_GB
| XV-102-B3-35TQR-10-PLC | Y7-140019 | 140019 | Dokunmatik Panel (HMI-PLC) 3,5", Renkli, Eth,RS232 | AUT | 1088 | 1 | https://datasheet.eaton.com/datasheet.php?model=140019&locale=en_GB
| XV-102-B4-35TQR-10-PLC | Y7-140020 | 140020 | Dokunmatik Panel (HMI-PLC) 3,5", Renkli, Eth,RS485 | AUT | 1088 | 1 | https://datasheet.eaton.com/datasheet.php?model=140020&locale=en_GB
| XV-102-B5-35TQR-10-PLC | Y7-140021 | 140021 | Dokunmatik Panel (HMI-PLC) 3,5", Renkli, Eth,CAN,RS232 | AUT | 1200 | 1 | https://datasheet.eaton.com/datasheet.php?model=140021&locale=en_GB
| XV-102-B6-35TQR-10-PLC | Y7-140022 | 140022 | Dokunmatik Panel (HMI-PLC) 3,5", Renkli, Eth,CAN,RS485 | AUT | 1200 | 1 | https://datasheet.eaton.com/datasheet.php?model=140022&locale=en_GB
| XV-102-B8-35TQR-10-PLC | Y7-140023 | 140023 | Dokunmatik Panel (HMI-PLC) 3,5", Renkli, Eth,Profibus,RS485 | AUT | 1265 | 1 | https://datasheet.eaton.com/datasheet.php?model=140023&locale=en_GB
| XV-102-BE-35TQRC-10 | Y7-153524 | 153524 | Dokunmatik Panel (HMI-PLC) 3,5", Renkli, Eth,SmartWire-DT | AUT | 1295 | 1 | https://datasheet.eaton.com/datasheet.php?model=153524&locale=en_GB
| XV-102-D6-57TVRC-10 | Y7-142533 | 142533 | Dokunmatik Panel (HMI-PLC) 5,7", Renkli, Eth,CAN,RS232,RS485 | AUT | 1526 | 1 | https://datasheet.eaton.com/datasheet.php?model=142533&locale=en_GB
| XV-102-D8-57TVRC-10 | Y7-142534 | 142534 | Dokunmatik Panel (HMI-PLC) 5,7", Renkli, Eth,Profibus,RS232,RS485 | AUT | 1591 | 1 | https://datasheet.eaton.com/datasheet.php?model=142534&locale=en_GB
| XV-102-E6-57TVRC-10 | Y7-153525 | 153525 | Dokunmatik Panel (HMI-PLC) 5,7", Renkli, Eth,CAN,RS232,RS485,SmartWire-DT | AUT | 1864 | 1 | https://datasheet.eaton.com/datasheet.php?model=153525&locale=en_GB
| XV-102-E8-57TVRC-10 | Y7-153526 | 153526 | Dokunmatik Panel (HMI-PLC) 5,7", Renkli, Eth,Profibus,RS232,RS485,SmartWire-DT | AUT | 1939 | 1 | https://datasheet.eaton.com/datasheet.php?model=153526&locale=en_GB
| XV-102-D6-70TWRC-10 | Y7-142538 | 142538 | Dokunmatik Panel (HMI-PLC) 7", Renkli, Eth,CAN,RS232,RS485 | AUT | 1785 | 1 | https://datasheet.eaton.com/datasheet.php?model=142538&locale=en_GB
| XV-102-D8-70TWRC-10 | Y7-142539 | 142539 | Dokunmatik Panel (HMI-PLC) 7", Renkli, Eth,Profibus,RS232,RS485 | AUT | 1849 | 1 | https://datasheet.eaton.com/datasheet.php?model=142539&locale=en_GB
| XV-102-E6-70TWRC-10 | Y7-153527 | 153527 | Dokunmatik Panel (HMI-PLC) 7", Renkli, Eth,CAN,RS232,RS485,SmartWire-DT | AUT | 2161 | 1 | https://datasheet.eaton.com/datasheet.php?model=153527&locale=en_GB
| XV-102-E8-70TWRC-10 | Y7-153528 | 153528 | Dokunmatik Panel (HMI-PLC) 7", Renkli, Eth,Profibus,RS232,RS485,SmartWire-DT | AUT | 2235 | 1 | https://datasheet.eaton.com/datasheet.php?model=153528&locale=en_GB
| XV-303-70-B00-A00-1B | Y7-179647 | 179647 | Dokunmatik Panel (HMI) 7", Renkli, Eth,CAN,RS232,RS485 | AUT | 2250 | 1 | https://datasheet.eaton.com/datasheet.php?model=179647&locale=en_GB
| XV-303-70-C00-A00-1B | Y7-179648 | 179648 | Dokunmatik Panel (HMI) 7", Renkli, 2xEth,CAN,RS232,RS485 | AUT | 2375 | 1 | https://datasheet.eaton.com/datasheet.php?model=179648&locale=en_GB
| XV-303-70-B02-A00-1B | Y7-179651 | 179651 | Dokunmatik Panel (HMI) 7", Renkli, Eth,CAN,Profibus,RS232,RS485 | AUT | 2454 | 1 | https://datasheet.eaton.com/datasheet.php?model=179651&locale=en_GB
| XV-303-70-C02-A00-1B | Y7-179652 | 179652 | Dokunmatik Panel (HMI) 7", Renkli, 2xEth,CAN,Profibus,RS232,RS485 | AUT | 2580 | 1 | https://datasheet.eaton.com/datasheet.php?model=179652&locale=en_GB
| XV-303-10-B00-A00-1B | Y7-179659 | 179659 | Dokunmatik Panel (HMI) 10,1", Renkli, Eth,CAN,RS232,RS485 | AUT | 2932 | 1 | https://datasheet.eaton.com/datasheet.php?model=179659&locale=en_GB
| XV-303-10-C00-A00-1B | Y7-179660 | 179660 | Dokunmatik Panel (HMI) 10,1", Renkli, 2xEth,CAN,RS232,RS485 | AUT | 3056 | 1 | https://datasheet.eaton.com/datasheet.php?model=179660&locale=en_GB
| XV-303-10-B02-A00-1B | Y7-179663 | 179663 | Dokunmatik Panel (HMI) 10,1", Renkli, Eth,CAN,Profibus,RS232,RS485 | AUT | 3136 | 1 | https://datasheet.eaton.com/datasheet.php?model=179663&locale=en_GB
| XV-303-10-C02-A00-1B | Y7-179664 | 179664 | Dokunmatik Panel (HMI) 10,1", Renkli, 2xEth,CAN,Profibus,RS232,RS485 | AUT | 3263 | 1 | https://datasheet.eaton.com/datasheet.php?model=179664&locale=en_GB
| XV-303-15-C00-A00-1B | Y7-191071 | 191071 | Dokunmatik Panel (HMI) 15,6", Renkli, 2xEth,CAN,RS232,RS485 | AUT | 4405 | 1 | https://datasheet.eaton.com/datasheet.php?model=191071&locale=en_GB
| XV-303-15-C02-A00-1B | Y7-191073 | 191073 | Dokunmatik Panel (HMI) 15,6", Renkli, 2xEth,CAN,Profibus,RS232,RS485 | AUT | 4618 | 1 | https://datasheet.eaton.com/datasheet.php?model=191073&locale=en_GB
| XV-303-70-B00-A00-1C | Y7-179649 | 179649 | Dokunmatik Panel (HMI-PLC) 7", Renkli, Eth,CAN,RS232,RS485 | AUT | 2451 | 1 | https://datasheet.eaton.com/datasheet.php?model=179649&locale=en_GB
| XV-303-70-C00-A00-1C | Y7-179650 | 179650 | Dokunmatik Panel (HMI-PLC) 7", Renkli, 2xEth,CAN,RS232,RS485 | AUT | 2576 | 1 | https://datasheet.eaton.com/datasheet.php?model=179650&locale=en_GB
| XV-303-70-B02-A00-1C | Y7-179653 | 179653 | Dokunmatik Panel (HMI-PLC) 7", Renkli, Eth,CAN,Profibus,RS232,RS485 | AUT | 2655 | 1 | https://datasheet.eaton.com/datasheet.php?model=179653&locale=en_GB
| XV-303-70-C02-A00-1C | Y7-179654 | 179654 | Dokunmatik Panel (HMI-PLC) 7", Renkli, 2xEth,CAN,Profibus,RS232,RS485 | AUT | 2780 | 1 | https://datasheet.eaton.com/datasheet.php?model=179654&locale=en_GB
| XV-303-70-BE0-A00-1C | Y7-179655 | 179655 | Dokunmatik Panel (HMI-PLC) 7", Renkli, Eth,CAN,RS232,RS485,SmartWire-DT | AUT | 2596 | 1 | https://datasheet.eaton.com/datasheet.php?model=179655&locale=en_GB
| XV-303-70-CE0-A00-1C | Y7-179656 | 179656 | Dokunmatik Panel (HMI-PLC) 7", Renkli, 2xEth,CAN,RS232,RS485,SmartWire-DT | AUT | 2722 | 1 | https://datasheet.eaton.com/datasheet.php?model=179656&locale=en_GB
| XV-303-70-BE2-A00-1C | Y7-179657 | 179657 | Dokunmatik Panel (HMI-PLC) 7", Renkli, Eth,CAN,Profibus,RS232,RS485,SmartWire-DT | AUT | 2800 | 1 | https://datasheet.eaton.com/datasheet.php?model=179657&locale=en_GB
| XV-303-70-CE2-A00-1C | Y7-179658 | 179658 | Dokunmatik Panel (HMI-PLC) 7", Renkli, 2xEth,CAN,Profibus,RS232,RS485,SmartWire-DT | AUT | 2925 | 1 | https://datasheet.eaton.com/datasheet.php?model=179658&locale=en_GB
| XV-303-10-B00-A00-1C | Y7-179661 | 179661 | Dokunmatik Panel (HMI-PLC) 10,1", Renkli, Eth,CAN,RS232,RS485 | AUT | 3132 | 1 | https://datasheet.eaton.com/datasheet.php?model=179661&locale=en_GB
| XV-303-10-C00-A00-1C | Y7-179662 | 179662 | Dokunmatik Panel (HMI-PLC) 10,1", Renkli, 2xEth,CAN,RS232,RS485 | AUT | 3256 | 1 | https://datasheet.eaton.com/datasheet.php?model=179662&locale=en_GB
| XV-303-10-B02-A00-1C | Y7-179665 | 179665 | Dokunmatik Panel (HMI-PLC) 10,1", Renkli, Eth,CAN,Profibus,RS232,RS485 | AUT | 3337 | 1 | https://datasheet.eaton.com/datasheet.php?model=179665&locale=en_GB
| XV-303-10-C02-A00-1C | Y7-179666 | 179666 | Dokunmatik Panel (HMI-PLC) 10,1", Renkli, 2xEth,CAN,Profibus,RS232,RS485 | AUT | 3461 | 1 | https://datasheet.eaton.com/datasheet.php?model=179666&locale=en_GB
| XV-303-10-BE0-A00-1C | Y7-179667 | 179667 | Dokunmatik Panel (HMI-PLC) 10,1", Renkli, Eth,CAN,RS232,RS485,SmartWire-DT | AUT | 3277 | 1 | https://datasheet.eaton.com/datasheet.php?model=179667&locale=en_GB
| XV-303-10-CE0-A00-1C | Y7-179668 | 179668 | Dokunmatik Panel (HMI-PLC) 10,1", Renkli, 2xEth,CAN,RS232,RS485,SmartWire-DT | AUT | 3402 | 1 | https://datasheet.eaton.com/datasheet.php?model=179668&locale=en_GB
| XV-303-10-BE2-A00-1C | Y7-179669 | 179669 | Dokunmatik Panel (HMI-PLC) 10,1", Renkli, Eth,Profibus,RS232,RS485,SmartWire-DT | AUT | 3483 | 1 | https://datasheet.eaton.com/datasheet.php?model=179669&locale=en_GB
| XV-303-10-CE2-A00-1C | Y7-179670 | 179670 | Dokunmatik Panel (HMI-PLC) 10,1", Renkli, 2xEth,Profibus,RS232,RS485,SmartWire-DT | AUT | 3607 | 1 | https://datasheet.eaton.com/datasheet.php?model=179670&locale=en_GB
| XV-303-15-C00-A00-1C | Y7-191072 | 191072 | Dokunmatik Panel (HMI-PLC) 15,6", Renkli, 2xEth,CAN,RS232,RS485 | AUT | 4614 | 1 | https://datasheet.eaton.com/datasheet.php?model=191072&locale=en_GB
| XV-303-15-C02-A00-1C | Y7-191074 | 191074 | Dokunmatik Panel (HMI-PLC) 15,6", Renkli, 2xEth,CAN,Profibus,RS232,RS485 | AUT | 4827 | 1 | https://datasheet.eaton.com/datasheet.php?model=191074&locale=en_GB
| XV-303-15-CE0-A00-1C | Y7-191075 | 191075 | Dokunmatik Panel (HMI-PLC) 15,6", Renkli, 2xEth,CAN,RS232,RS485,SmartWire-DT | AUT | 4766 | 1 | https://datasheet.eaton.com/datasheet.php?model=191075&locale=en_GB
| XV-303-15-CE2-A00-1C | Y7-191076 | 191076 | Dokunmatik Panel (HMI-PLC) 15,6", Renkli, 2xEth,CAN,Profibus,RS232,RS485,SmartWire-DT | AUT | 4978 | 1 | https://datasheet.eaton.com/datasheet.php?model=191076&locale=en_GB
| MEMORY-SD-A2-S | Y7-181638 | 181638 | Hafıza Kartı (XV100, XV300, XC-CPU201 için) | AUT | 90 | 1 | https://datasheet.eaton.com/datasheet.php?model=181638&locale=en_GB
| MEMORY-SD-A1-S | Y7-139807 | 139807 | Hafıza Kartı (XV100, XC-CPU101 için) | AUT | 59.1 | 1 | https://datasheet.eaton.com/datasheet.php?model=139807&locale=en_GB
| LIC-PLC-MXP-COMPACT | Y7-142581 | 142581 | Lisans (XV100 ve XV150 için) | AUT | 185.1 | 1 | https://datasheet.eaton.com/datasheet.php?model=142581&locale=en_GB
| LIC-OPT-1ST-LEVEL | Y7-140391 | 140391 | Lisans (XV100, XV150, XV200 ve XV400 için) | AUT | 160.4 | 1 | https://datasheet.eaton.com/datasheet.php?model=140391&locale=en_GB
| LIC-OPT-2ND-LEVEL | Y7-140392 | 140392 | Lisans (XV100, XV150, XV200 ve XV400 için) | AUT | 321.7 | 1 | https://datasheet.eaton.com/datasheet.php?model=140392&locale=en_GB
| LIC-PLC-A | Y7-181585 | 181585 | Lisans (XV300 için) | AUT | 237.7 | 1 | https://datasheet.eaton.com/datasheet.php?model=181585&locale=en_GB
| SW-GALILEO-S | Y7-171500 | 171500 | Programlama Yazılımı (HMI özelliği için) | AUT | 496.8 | 1 | https://datasheet.eaton.com/datasheet.php?model=171500&locale=en_GB
| SW-GALILEO | Y7-140379 | 140379 | Programlama Yazılımı (HMI özelliği için, çoklu lisans) | AUT | 1279 | 1 | https://datasheet.eaton.com/datasheet.php?model=140379&locale=en_GB
| SW-XSOFT-CODESYS-2-S | Y7-142582 | 142582 | Programlama Yazılımı (PLC özelliği için) | AUT | 496.8 | 1 | https://datasheet.eaton.com/datasheet.php?model=142582&locale=en_GB
| SW-XSOFT-CODESYS-2-M | Y7-142583 | 142583 | Programlama Yazılımı (PLC özelliği için, Çoklu Lisans) | AUT | 1377 | 1 | https://datasheet.eaton.com/datasheet.php?model=142583&locale=en_GB
| SW-XSOFT-CODESYS-3-S | Y7-171886 | 171886 | Programlama Yazılımı (PLC özelliği için) | AUT | 496.8 | 1 | https://datasheet.eaton.com/datasheet.php?model=171886&locale=en_GB
| SW-XSOFT-CODESYS-3-M | Y7-171887 | 171887 | Programlama Yazılımı (PLC özelliği için, Çoklu Lisans) | AUT | 1377 | 1 | https://datasheet.eaton.com/datasheet.php?model=171887&locale=en_GB
| XP-503-10-A10-A00-1B | Y7-174474 | 174474 | Endüstriyel PC 10,1" | AUT | 4949 | 1 | https://datasheet.eaton.com/datasheet.php?model=174474&locale=en_GB
| XP-503-15-A10-A00-1B | Y7-174475 | 174475 | Endüstriyel PC 15,6" | AUT | 5432 | 1 | https://datasheet.eaton.com/datasheet.php?model=174475&locale=en_GB
| XP-503-10-A10-A01-1B | Y7-184926 | 184926 | Endüstriyel PC 10,1" (ATEX sertifikasyonu) | AUT | 5184 | 1 | https://datasheet.eaton.com/datasheet.php?model=184926&locale=en_GB
| XP-503-15-A10-A01-1B | Y7-184582 | 184582 | Endüstriyel PC 15,6" (ATEX sertifikasyonu) | AUT | 5813 | 1 | https://datasheet.eaton.com/datasheet.php?model=184582&locale=en_GB
| XP-503-21-A10-A01-1B | Y7-184927 | 184927 | Endüstriyel PC 21,5" (ATEX sertifikasyonu) | AUT | 7026 | 1 | https://datasheet.eaton.com/datasheet.php?model=184927&locale=en_GB
| XN-312-GW-CAN | Y7-178782 | 178782 | XN300 Haberleşme Modülü - CANopen | AUT | 280.5 | 1 | https://datasheet.eaton.com/datasheet.php?model=178782&locale=en_GB
| XN-312-GW-EC | Y7-178785 | 178785 | XN300 Haberleşme Modülü - EtherCAT | AUT | 330.8 | 1 | https://datasheet.eaton.com/datasheet.php?model=178785&locale=en_GB
| XN-322-8DI-PD | Y7-183172 | 183172 | XN300 Dijital Giriş Modülü - 8DI, 24VDC, 5.0ms | AUT | 142.8 | 1 | https://datasheet.eaton.com/datasheet.php?model=183172&locale=en_GB
| XN-322-16DI-PD | Y7-183173 | 183173 | XN300 Dijital Giriş Modülü - 16DI, 24VDC, 5.0ms | AUT | 176.4 | 1 | https://datasheet.eaton.com/datasheet.php?model=183173&locale=en_GB
| XN-322-20DI-PF | Y7-178768 | 178768 | XN300 Dijital Giriş Modülü - 20DI, 24VDC, 0.5ms | AUT | 206.4 | 1 | https://datasheet.eaton.com/datasheet.php?model=178768&locale=en_GB
| XN-322-20DI-PD | Y7-178786 | 178786 | XN300 Dijital Giriş Modülü - 20DI, 24VDC, 5.0ms | AUT | 206.4 | 1 | https://datasheet.eaton.com/datasheet.php?model=178786&locale=en_GB
| XN-322-20DI-ND | Y7-183174 | 183174 | XN300 Dijital Giriş Modülü - 20DI, 24VDC, 5.0ms, Negatif anahtarlama | AUT | 244.9 | 1 | https://datasheet.eaton.com/datasheet.php?model=183174&locale=en_GB
| XN-322-20DI-PCNT | Y7-178767 | 178767 | XN300 Dijital Giriş Modülü - 20DI, 24VDC, 2/4 CNT, 25kHz | AUT | 232.4 | 1 | https://datasheet.eaton.com/datasheet.php?model=178767&locale=en_GB
| XN-322-8DO-P05 | Y7-183175 | 183175 | XN300 Dijital Çıkış Modülü - 8DO, 24VDC, 0.5A | AUT | 184.4 | 1 | https://datasheet.eaton.com/datasheet.php?model=183175&locale=en_GB
| XN-322-16DO-P05 | Y7-178787 | 178787 | XN300 Dijital Çıkış Modülü - 16DO, 24VDC, 0.5A | AUT | 244.9 | 1 | https://datasheet.eaton.com/datasheet.php?model=178787&locale=en_GB
| XN-322-12DO-P17 | Y7-178788 | 178788 | XN300 Dijital Çıkış Modülü - 12DO, 24VDC, 1.7A | AUT | 310.3 | 1 | https://datasheet.eaton.com/datasheet.php?model=178788&locale=en_GB
| XN-322-4DO-RNO | Y7-178779 | 178779 | XN300 Röle Çıkış Modülü - 4RO (NA) | AUT | 220.6 | 1 | https://datasheet.eaton.com/datasheet.php?model=178779&locale=en_GB
| XN-322-8DIO-PD05 | Y7-183178 | 183178 | XN300 Dijital Giriş-Çıkış Modülü - 4DI 0.5ms, 4DO 0.5A, 24VDC | AUT | 220.6 | 1 | https://datasheet.eaton.com/datasheet.php?model=183178&locale=en_GB
| XN-322-16DIO-PD05 | Y7-183179 | 183179 | XN300 Dijital Giriş-Çıkış Modülü - 8DI 0.5ms, 8DO 0.5A, 24VDC | AUT | 269 | 1 | https://datasheet.eaton.com/datasheet.php?model=183179&locale=en_GB
| XN-322-16DIO-PC05 | Y7-183180 | 183180 | XN300 Dijital Giriş-Çıkış Modülü - 8DI 0.001ms ve 0.5ms, 8DO 0.5A, 24VDC, CNT 25kHz | AUT | 319.4 | 1 | https://datasheet.eaton.com/datasheet.php?model=183180&locale=en_GB
| XN-322-8AI-I | Y7-179288 | 179288 | XN300 Analog Giriş Modülü - 8AI, 0/4-20mA | AUT | 439.6 | 1 | https://datasheet.eaton.com/datasheet.php?model=179288&locale=en_GB
| XN-322-7AI-U2PT | Y7-178789 | 178789 | XN300 Analog Giriş Modülü - 6AI, +/-10V, 1 PT/KTY, Uref | AUT | 463.6 | 1 | https://datasheet.eaton.com/datasheet.php?model=178789&locale=en_GB
| XN-322-10AI-TEKT | Y7-178792 | 178792 | XN300 Analog Giriş Modülü - 8AI, Termokupl , 2 KTY | AUT | 515 | 1 | https://datasheet.eaton.com/datasheet.php?model=178792&locale=en_GB
| XN-322-4AI-PTNI | Y7-178772 | 178772 | XN300 Analog Giriş Modülü - 4AI, PT/Ni/KTY/R, 2/3 Wire | AUT | 488.8 | 1 | https://datasheet.eaton.com/datasheet.php?model=178772&locale=en_GB
| XN-322-8AO-U2 | Y7-178790 | 178790 | XN300 Analog Çıkış Modülü - 8AO, +/-10V | AUT | 488.8 | 1 | https://datasheet.eaton.com/datasheet.php?model=178790&locale=en_GB
| XN-322-4AIO-U2 | Y7-183181 | 183181 | XN300 Analog Giriş-Çıkış Modülü - 2AI, 2AO, +/-10 V, Uref | AUT | 441.9 | 1 | https://datasheet.eaton.com/datasheet.php?model=183181&locale=en_GB
| XN-322-4AIO-I | Y7-183182 | 183182 | XN300 Analog Giriş-Çıkış Modülü - 2AI, 2AO, 0/4 - 20 mA | AUT | 441.9 | 1 | https://datasheet.eaton.com/datasheet.php?model=183182&locale=en_GB
| XN-322-8AIO-U2 | Y7-178791 | 178791 | XN300 Analog Giriş-Çıkış Modülü - 4AI, 4AO, +/-10V, Uref | AUT | 567 | 1 | https://datasheet.eaton.com/datasheet.php?model=178791&locale=en_GB
| XN-322-8AIO-I | Y7-178771 | 178771 | XN300 Analog Giriş-Çıkış Modülü - 4AI, 4AO, 0/4 - 20 mA | AUT | 540 | 1 | https://datasheet.eaton.com/datasheet.php?model=178771&locale=en_GB
| XN-322-1CNT-8DIO | Y7-178795 | 178795 | XN300 Sayıcı Modülü - 1 CNT, 125kHz, 16Bit, 4DI, 4DO | AUT | 360.6 | 1 | https://datasheet.eaton.com/datasheet.php?model=178795&locale=en_GB
| XN-322-2DMS-WM | Y7-178793 | 178793 | XN300 Tartı Modülü - 2DMS, 24Bit | AUT | 774 | 1 | https://datasheet.eaton.com/datasheet.php?model=178793&locale=en_GB
| XN-322-1DCD-B35 | Y7-178794 | 178794 | XN300 DC-Motor Sürücü Modülü - 12-30V, Brush, 3.5A | AUT | 463.6 | 1 | https://datasheet.eaton.com/datasheet.php?model=178794&locale=en_GB
| XN-322-2SSI | Y7-178773 | 178773 | XN300 Seri Bağlantı Modülü - 2 SSI, RS422, 32Bit | AUT | 360.6 | 1 | https://datasheet.eaton.com/datasheet.php?model=178773&locale=en_GB
| XN-322-4PS-20 | Y7-178796 | 178796 | XN300 Güç Kaynağı Modülü - 4 x 24VDC/2A | AUT | 142.8 | 1 | https://datasheet.eaton.com/datasheet.php?model=178796&locale=en_GB
| XN-322-18PD-M | Y7-178769 | 178769 | XN300 Güç Dağıtım Modülü - 18 Kanal, GND | AUT | 64.9 | 1 | https://datasheet.eaton.com/datasheet.php?model=178769&locale=en_GB
| XN-322-18PD-P | Y7-178770 | 178770 | XN300 Güç Dağıtım Modülü - 18 Kanal, VCC | AUT | 64.9 | 1 | https://datasheet.eaton.com/datasheet.php?model=178770&locale=en_GB
| XN-332-5ETH-UMS | Y7-199711 | 199711 | XN300 Endüstriyel Switch - 5 Ports,100Mbit/s (Bağımsız kullanılabilir) | AUT | 204.7 | 1 | https://datasheet.eaton.com/datasheet.php?model=199711&locale=en_GB
| XNE-GWBR-CANOPEN | Y7-140044 | 140044 | XI/ON Haberleşme Modülü - CANopen | AUT | 320.4 | 1 | https://datasheet.eaton.com/datasheet.php?model=140044&locale=en_GB
| XNE-GWBR-2ETH-MB | Y7-152279 | 152279 | XI/ON Haberleşme Modülü - Modbus TCP | AUT | 403.7 | 1 | https://datasheet.eaton.com/datasheet.php?model=152279&locale=en_GB
| XNE-8DI-24VDC-P | Y7-140035 | 140035 | XI/ON Dijital Giriş Modülü - 8DI (24VDC) | AUT | 109 | 1 | https://datasheet.eaton.com/datasheet.php?model=140035&locale=en_GB
| XNE-16DI-24VDC-P | Y7-140040 | 140040 | XI/ON Dijital Giriş Modülü - 16DI (24VDC) | AUT | 185.2 | 1 | https://datasheet.eaton.com/datasheet.php?model=140040&locale=en_GB
| XNE-8AI-U/I-4PT/NI | Y7-140037 | 140037 | XI/ON Analog Giriş Modülü - 8AI (U/I) + 4AI (PT/Ni) | AUT | 481.9 | 1 | https://datasheet.eaton.com/datasheet.php?model=140037&locale=en_GB
| XNE-8DO-24VDC-0.5A-P | Y7-140036 | 140036 | XI/ON Dijital Çıkış Modülü - 8DO (24VDC) | AUT | 128.3 | 1 | https://datasheet.eaton.com/datasheet.php?model=140036&locale=en_GB
| XNE-16DO-24VDC-0.5A-P | Y7-140039 | 140039 | XI/ON Dijital Çıkış Modülü - 16DO (24VDC) | AUT | 215.6 | 1 | https://datasheet.eaton.com/datasheet.php?model=140039&locale=en_GB
| XNE-4AO-U/I | Y7-140034 | 140034 | XI/ON Analog Çıkış Modülü - 4AO (U/I) | AUT | 442.2 | 1 | https://datasheet.eaton.com/datasheet.php?model=140034&locale=en_GB
| XN-BR-24VDC-D | Y7-140071 | 140071 | XI/ON Güç Kaynağı Modülü (24VDC) | AUT | 123.7 | 1 | https://datasheet.eaton.com/datasheet.php?model=140071&locale=en_GB
| XN-PF-24VDC-D | Y7-140070 | 140070 | XI/ON Güç Kaynağı Modülü (24VDC) | AUT | 62.1 | 1 | https://datasheet.eaton.com/datasheet.php?model=140070&locale=en_GB
| XN-PF-120/230VAC-D | Y7-140072 | 140072 | XI/ON Güç Kaynağı Modülü (120/230VAC) | AUT | 89.7 | 1 | https://datasheet.eaton.com/datasheet.php?model=140072&locale=en_GB
| XN-P3S-SBB | Y7-140085 | 140085 | XI/ON Klemens Bloğu | AUT | 16.78 | 1 | https://datasheet.eaton.com/datasheet.php?model=140085&locale=en_GB
| XN-2DI-24VDC-P | Y7-140056 | 140056 | XI/ON Dijital Giriş Modülü - 2DI (24VDC) | AUT | 60.4 | 1 | https://datasheet.eaton.com/datasheet.php?model=140056&locale=en_GB
| XN-2DI-120/230VAC | Y7-140058 | 140058 | XI/ON Dijital Giriş Modülü - 2DI (120/230VAC) | AUT | 68.5 | 1 | https://datasheet.eaton.com/datasheet.php?model=140058&locale=en_GB
| XN-S3S-SBB | Y7-140088 | 140088 | XI/ON Klemens Bloğu | AUT | 15.63 | 1 | https://datasheet.eaton.com/datasheet.php?model=140088&locale=en_GB
| XN-4DI-24VDC-P | Y7-140052 | 140052 | XI/ON Dijital Giriş Modülü - 4DI (24VDC) | AUT | 57.2 | 1 | https://datasheet.eaton.com/datasheet.php?model=140052&locale=en_GB
| XN-S6S-SBBSBB | Y7-140093 | 140093 | XI/ON Klemens Bloğu | AUT | 21.7 | 1 | https://datasheet.eaton.com/datasheet.php?model=140093&locale=en_GB
| XN-16DI-24VDC-P | Y7-140142 | 140142 | XI/ON Dijital Giriş Modülü - 16DI (24VDC) | AUT | 186.6 | 1 | https://datasheet.eaton.com/datasheet.php?model=140142&locale=en_GB
| XN-B3S-SBB | Y7-140137 | 140137 | XI/ON Klemens Bloğu | AUT | 105.7 | 1 | https://datasheet.eaton.com/datasheet.php?model=140137&locale=en_GB
| XN-32DI-24VDC-P | Y7-140147 | 140147 | XI/ON Dijital Giriş Modülü - 32DI (24VDC) | AUT | 350.2 | 1 | https://datasheet.eaton.com/datasheet.php?model=140147&locale=en_GB
| XN-B6S-SBBSBB | Y7-140140 | 140140 | XI/ON Klemens Bloğu | AUT | 146.8 | 1 | https://datasheet.eaton.com/datasheet.php?model=140140&locale=en_GB
| XN-1AI-I(0/4...20MA) | Y7-140063 | 140063 | XI/ON Analog Giriş Modülü - 1AI (I) | AUT | 252.2 | 1 | https://datasheet.eaton.com/datasheet.php?model=140063&locale=en_GB
| XN-1AI-U(-10/0...+10VDC) | Y7-140064 | 140064 | XI/ON Analog Giriş Modülü - 1AI (U) | AUT | 252.2 | 1 | https://datasheet.eaton.com/datasheet.php?model=140064&locale=en_GB
| XN-2AI-I(0/4...20MA) | Y7-140144 | 140144 | XI/ON Analog Giriş Modülü - 2AI (I) | AUT | 361.5 | 1 | https://datasheet.eaton.com/datasheet.php?model=140144&locale=en_GB
| XN-2AI-U(-10/0...+10VDC) | Y7-140145 | 140145 | XI/ON Analog Giriş Modülü - 2AI (U) | AUT | 361.5 | 1 | https://datasheet.eaton.com/datasheet.php?model=140145&locale=en_GB
| XN-2AI-PT/NI-2/3 | Y7-140067 | 140067 | XI/ON Analog Giriş Modülü - 2AI (PT/Ni) | AUT | 403.7 | 1 | https://datasheet.eaton.com/datasheet.php?model=140067&locale=en_GB
| XN-S3S-SBB | Y7-140088 | 140088 | XI/ON Klemens Bloğu | AUT | 15.63 | 1 | https://datasheet.eaton.com/datasheet.php?model=140088&locale=en_GB
| XN-4AI-U/I | Y7-140158 | 140158 | XI/ON Analog Giriş Modülü - 4AI (U/I) | AUT | 453.4 | 1 | https://datasheet.eaton.com/datasheet.php?model=140158&locale=en_GB
| XN-S6S-SBCSBC | Y7-140094 | 140094 | XI/ON Klemens Bloğu | AUT | 21.7 | 1 | https://datasheet.eaton.com/datasheet.php?model=140094&locale=en_GB
| XN-2AI-THERMO-PI | Y7-140068 | 140068 | XI/ON Analog Giriş Modülü - 2AI (Termokupl) | AUT | 417.3 | 1 | https://datasheet.eaton.com/datasheet.php?model=140068&locale=en_GB
| XN-S4S-SBBS-CJ | Y7-140095 | 140095 | XI/ON Klemens Bloğu | AUT | 103.5 | 1 | https://datasheet.eaton.com/datasheet.php?model=140095&locale=en_GB
| XN-2DO-24VDC-0.5A-P | Y7-140053 | 140053 | XI/ON Dijital Çıkış Modülü - 2DO (24VDC) 0,5A | AUT | 83.3 | 1 | https://datasheet.eaton.com/datasheet.php?model=140053&locale=en_GB
| XN-2DO-24VDC-2A-P | Y7-140055 | 140055 | XI/ON Dijital Çıkış Modülü - 2DO (24VDC) 2A | AUT | 92.3 | 1 | https://datasheet.eaton.com/datasheet.php?model=140055&locale=en_GB
| XN-2DO-120/230VAC-0.5A | Y7-140150 | 140150 | XI/ON Dijital Çıkış Modülü - 2DO (120/230VAC) 0,5A | AUT | 150.6 | 1 | https://datasheet.eaton.com/datasheet.php?model=140150&locale=en_GB
| XN-S3S-SBC | Y7-140090 | 140090 | XI/ON Klemens Bloğu | AUT | 15.63 | 1 | https://datasheet.eaton.com/datasheet.php?model=140090&locale=en_GB
| XN-4DO-24VDC-0.5A-P | Y7-140148 | 140148 | XI/ON Dijital Çıkış Modülü - 4DO (24VDC) | AUT | 75.8 | 1 | https://datasheet.eaton.com/datasheet.php?model=140148&locale=en_GB
| XN-S6S-SBCSBC | Y7-140094 | 140094 | XI/ON Klemens Bloğu | AUT | 21.7 | 1 | https://datasheet.eaton.com/datasheet.php?model=140094&locale=en_GB
| XN-16DO-24VDC-0.5A-P | Y7-140141 | 140141 | XI/ON Dijital Çıkış Modülü - 16DO (24VDC) | AUT | 253.4 | 1 | https://datasheet.eaton.com/datasheet.php?model=140141&locale=en_GB
| XN-B3S-SBC | Y7-140138 | 140138 | XI/ON Klemens Bloğu | AUT | 129.7 | 1 | https://datasheet.eaton.com/datasheet.php?model=140138&locale=en_GB
| XN-2DO-R-NO | Y7-140062 | 140062 | XI/ON Dijital Çıkış Modülü - 2DO (Röle) NA | AUT | 75.8 | 1 | https://datasheet.eaton.com/datasheet.php?model=140062&locale=en_GB
| XN-2DO-R-CO | Y7-140054 | 140054 | XI/ON Dijital Çıkış Modülü - 2DO (Röle) A/K | AUT | 75.8 | 1 | https://datasheet.eaton.com/datasheet.php?model=140054&locale=en_GB
| XN-S4S-SBBS | Y7-140092 | 140092 | XI/ON Klemens Bloğu | AUT | 16.64 | 1 | https://datasheet.eaton.com/datasheet.php?model=140092&locale=en_GB
| XN-1AO-I(0/4...20MA) | Y7-140065 | 140065 | XI/ON Analog Çıkış Modülü - 1AI (I) | AUT | 238.7 | 1 | https://datasheet.eaton.com/datasheet.php?model=140065&locale=en_GB
| XN-2AO-I(0/4...20MA) | Y7-140146 | 140146 | XI/ON Analog Çıkış Modülü - 2AI (I) | AUT | 370.1 | 1 | https://datasheet.eaton.com/datasheet.php?model=140146&locale=en_GB
| XN-2AO-U(-10/0...+10VDC) | Y7-140066 | 140066 | XI/ON Analog Çıkış Modülü - 2AI (U) | AUT | 370.1 | 1 | https://datasheet.eaton.com/datasheet.php?model=140066&locale=en_GB
| XN-S3S-SBB | Y7-140088 | 140088 | XI/ON Klemens Bloğu | AUT | 15.63 | 1 | https://datasheet.eaton.com/datasheet.php?model=140088&locale=en_GB
| XN-1SSI | Y7-140153 | 140153 | XI/ON Sayıcı Modülü - SSI Enkoder | AUT | 395 | 1 | https://datasheet.eaton.com/datasheet.php?model=140153&locale=en_GB
| XN-S4S-SBBS | Y7-140092 | 140092 | XI/ON Klemens Bloğu | AUT | 16.64 | 1 | https://datasheet.eaton.com/datasheet.php?model=140092&locale=en_GB
| XN-1RS232 | Y7-140151 | 140151 | XI/ON Seri Haberleşme Modülü - RS232 | AUT | 468.3 | 1 | https://datasheet.eaton.com/datasheet.php?model=140151&locale=en_GB
| XN-1RS485/422 | Y7-140152 | 140152 | XI/ON Seri Haberleşme Modülü - RS485/422 | AUT | 468.3 | 1 | https://datasheet.eaton.com/datasheet.php?model=140152&locale=en_GB
| XN-S4S-SBBS | Y7-140092 | 140092 | XI/ON Klemens Bloğu | AUT | 16.64 | 1 | https://datasheet.eaton.com/datasheet.php?model=140092&locale=en_GB
| XN-PS2-CABLE | Y7-140096 | 140096 | XI/ON PC Bağlantı Kablosu | AUT | 70.6 | 1 | https://datasheet.eaton.com/datasheet.php?model=140096&locale=en_GB
Emniyet Röleleri
| ES4P-221-DMXD1 | Y7-111017 | 111017 | Prog. Emniyet Rölesi (ES4P) Ekranlı, 24VDC 14DI / 4DO(T)+1DO(R) | Easy | 933 | 1 | https://datasheet.eaton.com/datasheet.php?model=111017&locale=en_GB
| ES4P-221-DMXX1 | Y7-111016 | 111016 | Prog. Emniyet Rölesi (ES4P) Ekransız, 24VDC 14DI / 4DO(T)+1DO(R) | Easy | 888 | 1 | https://datasheet.eaton.com/datasheet.php?model=111016&locale=en_GB
| ES4P-221-DRXD1 | Y7-111019 | 111019 | Prog. Emniyet Rölesi (ES4P) Ekranlı, 24VDC 14DI / 4DO(R) | Easy | 959 | 1 | https://datasheet.eaton.com/datasheet.php?model=111019&locale=en_GB
| ES4P-221-DRXX1 | Y7-111018 | 111018 | Prog. Emniyet Rölesi (ES4P) Ekransız, 24VDC 14DI / 4DO(R) | Easy | 914 | 1 | https://datasheet.eaton.com/datasheet.php?model=111018&locale=en_GB
| ESP-SOFT | Y7-111460 | 111460 | ES4P Software | Easy | 216.2 | 1 | https://datasheet.eaton.com/datasheet.php?model=111460&locale=en_GB
| ES4A-MEM-CARD1 | Y7-111461 | 111461 | ES4P Hafıza Kartı (256K) | Easy | 53 | 1 | https://datasheet.eaton.com/datasheet.php?model=111461&locale=en_GB
| ESR5-NO-41-24VAC-DC | Y7-118701 | 118701 | Emniyet Rölesi, Acil Durdurma, tek kanal | Easy | 167.7 | 1 | https://datasheet.eaton.com/datasheet.php?model=118701&locale=en_GB
| ESR5-NO-21-24VAC-DC | Y7-118700 | 118700 | Emniyet Rölesi, Acil Durdurma, çift kanal | Easy | 183.4 | 1 | https://datasheet.eaton.com/datasheet.php?model=118700&locale=en_GB
| ESR5-NO-31-24VAC-DC | Y7-118702 | 118702 | Emniyet Rölesi, Acil Durdurma, çift kanal | Easy | 213.6 | 1 | https://datasheet.eaton.com/datasheet.php?model=118702&locale=en_GB
| ESR5-NO-31-UC | Y7-191796 | 191796 | Emniyet Rölesi, Acil Durdurma, çift kanal | Easy | 366.3 | 1 | https://datasheet.eaton.com/datasheet.php?model=191796&locale=en_GB
| ESR5-NO-31-230VAC | Y7-119380 | 119380 | Emniyet Rölesi, Acil Durdurma, çift kanal | Easy | 159.8 | 1 | https://datasheet.eaton.com/datasheet.php?model=119380&locale=en_GB
| ESR5-NV3-30 | Y7-118705 | 118705 | Emniyet Rölesi, Acil Durdurma, kapama gecikmeli | Easy | 293.1 | 1 | https://datasheet.eaton.com/datasheet.php?model=118705&locale=en_GB
| ESR5-NZ-21-24VAC-DC | Y7-118703 | 118703 | Emniyet Rölesi, Çift El Rölesi, çift kanal | Easy | 208.3 | 1 | https://datasheet.eaton.com/datasheet.php?model=118703&locale=en_GB
| ESR5-VE3-42 | Y7-118706 | 118706 | Emniyet Rölesi, Kontak Genişleme, kapama gecikmeli | Easy | 239.2 | 1 | https://datasheet.eaton.com/datasheet.php?model=118706&locale=en_GB
| ESR5-NE-51-24VAC-DC | Y7-118707 | 118707 | Emniyet Rölesi, Kontak Genişleme, gecikmesiz | Easy | 156.1 | 1 | https://datasheet.eaton.com/datasheet.php?model=118707&locale=en_GB
Güç Kaynakları
| EASY200-POW | Y7-229424 | 229424 | EASY Güç Kaynağı 0,25A | Easy | 53 | 1 | https://datasheet.eaton.com/datasheet.php?model=229424&locale=en_GB
| EASY400-POW | Y7-212319 | 212319 | EASY Güç Kaynağı 1,25A | Easy | 84.8 | 1 | https://datasheet.eaton.com/datasheet.php?model=212319&locale=en_GB
| PSG60E24RM | Y7-172891 | 172891 | Güç Kaynağı - monofaze (100-240VAC / 24VDC ±2%) 2,5A | Easy | 95.9 | 1 | https://datasheet.eaton.com/datasheet.php?model=172891&locale=en_GB
| PSG120E24RM | Y7-172892 | 172892 | Güç Kaynağı - monofaze (100-240VAC / 24VDC ±2%) 5A | Easy | 167.6 | 1 | https://datasheet.eaton.com/datasheet.php?model=172892&locale=en_GB
| PSG240E24RM | Y7-172893 | 172893 | Güç Kaynağı - monofaze (100-240VAC / 24VDC ±2%) 10A | Easy | 304.6 | 1 | https://datasheet.eaton.com/datasheet.php?model=172893&locale=en_GB
| PSG480E24RM | Y7-172894 | 172894 | Güç Kaynağı - monofaze (100-240VAC / 24VDC ±2%) 20A | Easy | 461.4 | 1 | https://datasheet.eaton.com/datasheet.php?model=172894&locale=en_GB
| PSG60F24RM | Y7-172882 | 172882 | Güç Kaynağı - trifaze (400-500VAC / 24VDC ±2%) 2,5A | Easy | 152.4 | 1 | https://datasheet.eaton.com/datasheet.php?model=172882&locale=en_GB
| PSG120F24RM | Y7-172883 | 172883 | Güç Kaynağı - trifaze (400-500VAC / 24VDC ±2%) 5A | Easy | 200.9 | 1 | https://datasheet.eaton.com/datasheet.php?model=172883&locale=en_GB
| PSG240F24RM | Y7-172884 | 172884 | Güç Kaynağı - trifaze (400-500VAC / 24VDC ±2%) 10A | Easy | 336.5 | 1 | https://datasheet.eaton.com/datasheet.php?model=172884&locale=en_GB
| PSG480F24RM | Y7-172885 | 172885 | Güç Kaynağı - trifaze (400-500VAC / 24VDC ±2%) 20A | Easy | 477.4 | 1 | https://datasheet.eaton.com/datasheet.php?model=172885&locale=en_GB